{"text_format":"1","workbook":"xlsx","n_sheets":3,"sheets":["Калькулятор","справочно","прайс"],"not_rendered":{"charts":0,"images":13,"macros":1,"external_links":0,"defined_names":6,"comments":0,"pivot_tables":0},"unopened":[],"bounds":{"document_bytes":16777216,"sheet_cells":100000,"rows_first":2000,"rows_last":500,"rows_between":2000,"halvings":0,"cell_chars":16384,"cell_head_chars":4096},"cells_cut":0,"cells_raw":0,"read":"whole","date_system":"1900"}

{"sheet":"Калькулятор","index":0,"n_rows":86,"n_cols":23,"rows_kept":86,"cut":false,"hidden":false,"merged":[[29,19,29,22],[29,15,29,18],[29,2,30,2],[29,3,29,6],[29,7,29,10],[46,4,46,5],[46,6,46,8],[46,9,46,14],[46,2,46,3],[29,11,29,14]]}
[]
[]
[null,null,"Тепловой расчет конвекторов внутрипольных Royal Thermo ATRIUM"]
[]
[]
[null,null,"1. Укажите Тподачи, Тобрат, Тпом"]
[null,null,"Т подачи  ͦС","Т обрат,  ͦС","Т пом,  ͦС","ΔT"]
[null,null,95,85,20,{"$f":"IF(OR(ISBLANK(C8),ISBLANK(D8),ISBLANK(E8)),0,ROUND((C8+D8)/2-E8,1))","v":70}]
[null,null,"2. Укажите диапазон мощности"]
[null,null,"От, Вт",null,"До, Вт"]
[]
[null,null,"3. Выберите диапазон длин от мин. до макс."]
[null,null,"Длина от, мм",null,"Длина до, мм"]
[null,null,800,null,3000]
[null,null,"4. Выберите глубину"]
[]
[null,null,"5. Выберите ширину конвектора"]
[]
[null,null,"6. Выберите тип решетки*"]
[null,null,"   *DG - дизайн-решетка, LG - линейная решетка, RG - рулонная решетка, NG - без решетки"]
[]
[null,null,"7. Выберите цвет решетки*"]
[null,null,"   *NA - натуральный алюминий, BL - черный, AU - золото, LB - светлая бронза, DB - темная бронза, RAL - покраска в цвет RAL"]
[]
[null,null,"8. Выберите тип рамки"]
[]
[null,null,"*Расчет тепловой мощности неуказанных длин конвекторов (с шагом 100мм) производится пропорционально"]
[null,null,null,{"$f":"D29&D31","v":"75200"},"75250","75300","75400","90200","90250","90300","90400","110200","110250","110300","110400","150200","150250","150300","150400","190200","190250","190300","190400"]
[null,null,null,75,75,75,75,90,90,90,90,110,110,110,110,150,150,150,150,190,190,190,190]
[null,null,"Ширина/\nДлина\nмм","Глубина 75мм",null,null,null,"Глубина 90мм",null,null,null,"Глубина 110мм",null,null,null,"Глубина 150мм",null,null,null,"Глубина 190мм"]
[null,null,null,200,250,300,400,200,250,300,400,200,250,300,400,200,250,300,400,200,250,300,400]
[null,null,800,{"$f":"IF($F$8<>70,ROUND(справочно!C6*($F$8/70)^справочно!$Y$2,0),ROUND(справочно!C6,0))","v":175},{"$f":"IF($F$8<>70,ROUND(справочно!D6*($F$8/70)^справочно!$Y$2,0),ROUND(справочно!D6,0))","v":216},{"$f":"IF($F$8<>70,ROUND(справочно!E6*($F$8/70)^справочно!$Y$2,0),ROUND(справочно!E6,0))","v":259},{"$f":"IF($F$8<>70,ROUND(справочно!F6*($F$8/70)^справочно!$Y$2,0),ROUND(справочно!F6,0))","v":351},{"$f":"IF($F$8<>70,ROUND(справочно!G6*($F$8/70)^справочно!$Y$2,0),ROUND(справочно!G6,0))","v":222},{"$f":"IF($F$8<>70,ROUND(справочно!H6*($F$8/70)^справочно!$Y$2,0),ROUND(справочно!H6,0))","v":290},{"$f":"IF($F$8<>70,ROUND(справочно!I6*($F$8/70)^справочно!$Y$2,0),ROUND(справочно!I6,0))","v":384},{"$f":"IF($F$8<>70,ROUND(справочно!J6*($F$8/70)^справочно!$Y$2,0),ROUND(справочно!J6,0))","v":516},{"$f":"IF($F$8<>70,ROUND(справочно!K6*($F$8/70)^справочно!$Y$2,0),ROUND(справочно!K6,0))","v":279},{"$f":"IF($F$8<>70,ROUND(справочно!L6*($F$8/70)^справочно!$Y$2,0),ROUND(справочно!L6,0))","v":356},{"$f":"IF($F$8<>70,ROUND(справочно!M6*($F$8/70)^справочно!$Y$2,0),ROUND(справочно!M6,0))","v":470},{"$f":"IF($F$8<>70,ROUND(справочно!N6*($F$8/70)^справочно!$Y$2,0),ROUND(справочно!N6,0))","v":659},{"$f":"IF($F$8<>70,ROUND(справочно!O6*($F$8/70)^справочно!$Y$2,0),ROUND(справочно!O6,0))","v":392},{"$f":"IF($F$8<>70,ROUND(справочно!P6*($F$8/70)^справочно!$Y$2,0),ROUND(справочно!P6,0))","v":503},{"$f":"IF($F$8<>70,ROUND(справочно!Q6*($F$8/70)^справочно!$Y$2,0),ROUND(справочно!Q6,0))","v":630},{"$f":"IF($F$8<>70,ROUND(справочно!R6*($F$8/70)^справочно!$Y$2,0),ROUND(справочно!R6,0))","v":850},{"$f":"IF($F$8<>70,ROUND(справочно!S6*($F$8/70)^справочно!$Y$2,0),ROUND(справочно!S6,0))","v":446},{"$f":"IF($F$8<>70,ROUND(справочно!T6*($F$8/70)^справочно!$Y$2,0),ROUND(справочно!T6,0))","v":519},{"$f":"IF($F$8<>70,ROUND(справочно!U6*($F$8/70)^справочно!$Y$2,0),ROUND(справочно!U6,0))","v":817},{"$f":"IF($F$8<>70,ROUND(справочно!V6*($F$8/70)^справочно!$Y$2,0),ROUND(справочно!V6,0))","v":895}]
[null,null,1000,{"$f":"IF($F$8<>70,ROUND(справочно!C7*($F$8/70)^справочно!$Y$2,0),ROUND(справочно!C7,0))","v":238},{"$f":"IF($F$8<>70,ROUND(справочно!D7*($F$8/70)^справочно!$Y$2,0),ROUND(справочно!D7,0))","v":293},{"$f":"IF($F$8<>70,ROUND(справочно!E7*($F$8/70)^справочно!$Y$2,0),ROUND(справочно!E7,0))","v":351},{"$f":"IF($F$8<>70,ROUND(справочно!F7*($F$8/70)^справочно!$Y$2,0),ROUND(справочно!F7,0))","v":476},{"$f":"IF($F$8<>70,ROUND(справочно!G7*($F$8/70)^справочно!$Y$2,0),ROUND(справочно!G7,0))","v":306},{"$f":"IF($F$8<>70,ROUND(справочно!H7*($F$8/70)^справочно!$Y$2,0),ROUND(справочно!H7,0))","v":388},{"$f":"IF($F$8<>70,ROUND(справочно!I7*($F$8/70)^справочно!$Y$2,0),ROUND(справочно!I7,0))","v":494},{"$f":"IF($F$8<>70,ROUND(справочно!J7*($F$8/70)^справочно!$Y$2,0),ROUND(справочно!J7,0))","v":671},{"$f":"IF($F$8<>70,ROUND(справочно!K7*($F$8/70)^справочно!$Y$2,0),ROUND(справочно!K7,0))","v":384},{"$f":"IF($F$8<>70,ROUND(справочно!L7*($F$8/70)^справочно!$Y$2,0),ROUND(справочно!L7,0))","v":475},{"$f":"IF($F$8<>70,ROUND(справочно!M7*($F$8/70)^справочно!$Y$2,0),ROUND(справочно!M7,0))","v":605},{"$f":"IF($F$8<>70,ROUND(справочно!N7*($F$8/70)^справочно!$Y$2,0),ROUND(справочно!N7,0))","v":857},{"$f":"IF($F$8<>70,ROUND(справочно!O7*($F$8/70)^справочно!$Y$2,0),ROUND(справочно!O7,0))","v":536},{"$f":"IF($F$8<>70,ROUND(справочно!P7*($F$8/70)^справочно!$Y$2,0),ROUND(справочно!P7,0))","v":671},{"$f":"IF($F$8<>70,ROUND(справочно!Q7*($F$8/70)^справочно!$Y$2,0),ROUND(справочно!Q7,0))","v":812},{"$f":"IF($F$8<>70,ROUND(справочно!R7*($F$8/70)^справочно!$Y$2,0),ROUND(справочно!R7,0))","v":1104},{"$f":"IF($F$8<>70,ROUND(справочно!S7*($F$8/70)^справочно!$Y$2,0),ROUND(справочно!S7,0))","v":616},{"$f":"IF($F$8<>70,ROUND(справочно!T7*($F$8/70)^справочно!$Y$2,0),ROUND(справочно!T7,0))","v":692},{"$f":"IF($F$8<>70,ROUND(справочно!U7*($F$8/70)^справочно!$Y$2,0),ROUND(справочно!U7,0))","v":1052},{"$f":"IF($F$8<>70,ROUND(справочно!V7*($F$8/70)^справочно!$Y$2,0),ROUND(справочно!V7,0))","v":1164}]
[null,null,1200,{"$f":"IF($F$8<>70,ROUND(справочно!C8*($F$8/70)^справочно!$Y$2,0),ROUND(справочно!C8,0))","v":299},{"$f":"IF($F$8<>70,ROUND(справочно!D8*($F$8/70)^справочно!$Y$2,0),ROUND(справочно!D8,0))","v":370},{"$f":"IF($F$8<>70,ROUND(справочно!E8*($F$8/70)^справочно!$Y$2,0),ROUND(справочно!E8,0))","v":444},{"$f":"IF($F$8<>70,ROUND(справочно!F8*($F$8/70)^справочно!$Y$2,0),ROUND(справочно!F8,0))","v":603},{"$f":"IF($F$8<>70,ROUND(справочно!G8*($F$8/70)^справочно!$Y$2,0),ROUND(справочно!G8,0))","v":391},{"$f":"IF($F$8<>70,ROUND(справочно!H8*($F$8/70)^справочно!$Y$2,0),ROUND(справочно!H8,0))","v":485},{"$f":"IF($F$8<>70,ROUND(справочно!I8*($F$8/70)^справочно!$Y$2,0),ROUND(справочно!I8,0))","v":605},{"$f":"IF($F$8<>70,ROUND(справочно!J8*($F$8/70)^справочно!$Y$2,0),ROUND(справочно!J8,0))","v":826},{"$f":"IF($F$8<>70,ROUND(справочно!K8*($F$8/70)^справочно!$Y$2,0),ROUND(справочно!K8,0))","v":490},{"$f":"IF($F$8<>70,ROUND(справочно!L8*($F$8/70)^справочно!$Y$2,0),ROUND(справочно!L8,0))","v":595},{"$f":"IF($F$8<>70,ROUND(справочно!M8*($F$8/70)^справочно!$Y$2,0),ROUND(справочно!M8,0))","v":741},{"$f":"IF($F$8<>70,ROUND(справочно!N8*($F$8/70)^справочно!$Y$2,0),ROUND(справочно!N8,0))","v":1054},{"$f":"IF($F$8<>70,ROUND(справочно!O8*($F$8/70)^справочно!$Y$2,0),ROUND(справочно!O8,0))","v":686},{"$f":"IF($F$8<>70,ROUND(справочно!P8*($F$8/70)^справочно!$Y$2,0),ROUND(справочно!P8,0))","v":839},{"$f":"IF($F$8<>70,ROUND(справочно!Q8*($F$8/70)^справочно!$Y$2,0),ROUND(справочно!Q8,0))","v":993},{"$f":"IF($F$8<>70,ROUND(справочно!R8*($F$8/70)^справочно!$Y$2,0),ROUND(справочно!R8,0))","v":1360},{"$f":"IF($F$8<>70,ROUND(справочно!S8*($F$8/70)^справочно!$Y$2,0),ROUND(справочно!S8,0))","v":784},{"$f":"IF($F$8<>70,ROUND(справочно!T8*($F$8/70)^справочно!$Y$2,0),ROUND(справочно!T8,0))","v":866},{"$f":"IF($F$8<>70,ROUND(справочно!U8*($F$8/70)^справочно!$Y$2,0),ROUND(справочно!U8,0))","v":1287},{"$f":"IF($F$8<>70,ROUND(справочно!V8*($F$8/70)^справочно!$Y$2,0),ROUND(справочно!V8,0))","v":1433}]
[null,null,1400,{"$f":"IF($F$8<>70,ROUND(справочно!C9*($F$8/70)^справочно!$Y$2,0),ROUND(справочно!C9,0))","v":362},{"$f":"IF($F$8<>70,ROUND(справочно!D9*($F$8/70)^справочно!$Y$2,0),ROUND(справочно!D9,0))","v":448},{"$f":"IF($F$8<>70,ROUND(справочно!E9*($F$8/70)^справочно!$Y$2,0),ROUND(справочно!E9,0))","v":537},{"$f":"IF($F$8<>70,ROUND(справочно!F9*($F$8/70)^справочно!$Y$2,0),ROUND(справочно!F9,0))","v":728},{"$f":"IF($F$8<>70,ROUND(справочно!G9*($F$8/70)^справочно!$Y$2,0),ROUND(справочно!G9,0))","v":474},{"$f":"IF($F$8<>70,ROUND(справочно!H9*($F$8/70)^справочно!$Y$2,0),ROUND(справочно!H9,0))","v":580},{"$f":"IF($F$8<>70,ROUND(справочно!I9*($F$8/70)^справочно!$Y$2,0),ROUND(справочно!I9,0))","v":718},{"$f":"IF($F$8<>70,ROUND(справочно!J9*($F$8/70)^справочно!$Y$2,0),ROUND(справочно!J9,0))","v":977},{"$f":"IF($F$8<>70,ROUND(справочно!K9*($F$8/70)^справочно!$Y$2,0),ROUND(справочно!K9,0))","v":595},{"$f":"IF($F$8<>70,ROUND(справочно!L9*($F$8/70)^справочно!$Y$2,0),ROUND(справочно!L9,0))","v":714},{"$f":"IF($F$8<>70,ROUND(справочно!M9*($F$8/70)^справочно!$Y$2,0),ROUND(справочно!M9,0))","v":877},{"$f":"IF($F$8<>70,ROUND(справочно!N9*($F$8/70)^справочно!$Y$2,0),ROUND(справочно!N9,0))","v":1251},{"$f":"IF($F$8<>70,ROUND(справочно!O9*($F$8/70)^справочно!$Y$2,0),ROUND(справочно!O9,0))","v":835},{"$f":"IF($F$8<>70,ROUND(справочно!P9*($F$8/70)^справочно!$Y$2,0),ROUND(справочно!P9,0))","v":1008},{"$f":"IF($F$8<>70,ROUND(справочно!Q9*($F$8/70)^справочно!$Y$2,0),ROUND(справочно!Q9,0))","v":1176},{"$f":"IF($F$8<>70,ROUND(справочно!R9*($F$8/70)^справочно!$Y$2,0),ROUND(справочно!R9,0))","v":1615},{"$f":"IF($F$8<>70,ROUND(справочно!S9*($F$8/70)^справочно!$Y$2,0),ROUND(справочно!S9,0))","v":953},{"$f":"IF($F$8<>70,ROUND(справочно!T9*($F$8/70)^справочно!$Y$2,0),ROUND(справочно!T9,0))","v":1038},{"$f":"IF($F$8<>70,ROUND(справочно!U9*($F$8/70)^справочно!$Y$2,0),ROUND(справочно!U9,0))","v":1521},{"$f":"IF($F$8<>70,ROUND(справочно!V9*($F$8/70)^справочно!$Y$2,0),ROUND(справочно!V9,0))","v":1700}]
[null,null,1600,{"$f":"IF($F$8<>70,ROUND(справочно!C10*($F$8/70)^справочно!$Y$2,0),ROUND(справочно!C10,0))","v":425},{"$f":"IF($F$8<>70,ROUND(справочно!D10*($F$8/70)^справочно!$Y$2,0),ROUND(справочно!D10,0))","v":525},{"$f":"IF($F$8<>70,ROUND(справочно!E10*($F$8/70)^справочно!$Y$2,0),ROUND(справочно!E10,0))","v":629},{"$f":"IF($F$8<>70,ROUND(справочно!F10*($F$8/70)^справочно!$Y$2,0),ROUND(справочно!F10,0))","v":854},{"$f":"IF($F$8<>70,ROUND(справочно!G10*($F$8/70)^справочно!$Y$2,0),ROUND(справочно!G10,0))","v":559},{"$f":"IF($F$8<>70,ROUND(справочно!H10*($F$8/70)^справочно!$Y$2,0),ROUND(справочно!H10,0))","v":680},{"$f":"IF($F$8<>70,ROUND(справочно!I10*($F$8/70)^справочно!$Y$2,0),ROUND(справочно!I10,0))","v":826},{"$f":"IF($F$8<>70,ROUND(справочно!J10*($F$8/70)^справочно!$Y$2,0),ROUND(справочно!J10,0))","v":1135},{"$f":"IF($F$8<>70,ROUND(справочно!K10*($F$8/70)^справочно!$Y$2,0),ROUND(справочно!K10,0))","v":701},{"$f":"IF($F$8<>70,ROUND(справочно!L10*($F$8/70)^справочно!$Y$2,0),ROUND(справочно!L10,0))","v":834},{"$f":"IF($F$8<>70,ROUND(справочно!M10*($F$8/70)^справочно!$Y$2,0),ROUND(справочно!M10,0))","v":1012},{"$f":"IF($F$8<>70,ROUND(справочно!N10*($F$8/70)^справочно!$Y$2,0),ROUND(справочно!N10,0))","v":1449},{"$f":"IF($F$8<>70,ROUND(справочно!O10*($F$8/70)^справочно!$Y$2,0),ROUND(справочно!O10,0))","v":982},{"$f":"IF($F$8<>70,ROUND(справочно!P10*($F$8/70)^справочно!$Y$2,0),ROUND(справочно!P10,0))","v":1176},{"$f":"IF($F$8<>70,ROUND(справочно!Q10*($F$8/70)^справочно!$Y$2,0),ROUND(справочно!Q10,0))","v":1356},{"$f":"IF($F$8<>70,ROUND(справочно!R10*($F$8/70)^справочно!$Y$2,0),ROUND(справочно!R10,0))","v":1870},{"$f":"IF($F$8<>70,ROUND(справочно!S10*($F$8/70)^справочно!$Y$2,0),ROUND(справочно!S10,0))","v":1124},{"$f":"IF($F$8<>70,ROUND(справочно!T10*($F$8/70)^справочно!$Y$2,0),ROUND(справочно!T10,0))","v":1212},{"$f":"IF($F$8<>70,ROUND(справочно!U10*($F$8/70)^справочно!$Y$2,0),ROUND(справочно!U10,0))","v":1758},{"$f":"IF($F$8<>70,ROUND(справочно!V10*($F$8/70)^справочно!$Y$2,0),ROUND(справочно!V10,0))","v":1969}]
[null,null,1800,{"$f":"IF($F$8<>70,ROUND(справочно!C11*($F$8/70)^справочно!$Y$2,0),ROUND(справочно!C11,0))","v":487},{"$f":"IF($F$8<>70,ROUND(справочно!D11*($F$8/70)^справочно!$Y$2,0),ROUND(справочно!D11,0))","v":602},{"$f":"IF($F$8<>70,ROUND(справочно!E11*($F$8/70)^справочно!$Y$2,0),ROUND(справочно!E11,0))","v":723},{"$f":"IF($F$8<>70,ROUND(справочно!F11*($F$8/70)^справочно!$Y$2,0),ROUND(справочно!F11,0))","v":980},{"$f":"IF($F$8<>70,ROUND(справочно!G11*($F$8/70)^справочно!$Y$2,0),ROUND(справочно!G11,0))","v":642},{"$f":"IF($F$8<>70,ROUND(справочно!H11*($F$8/70)^справочно!$Y$2,0),ROUND(справочно!H11,0))","v":778},{"$f":"IF($F$8<>70,ROUND(справочно!I11*($F$8/70)^справочно!$Y$2,0),ROUND(справочно!I11,0))","v":936},{"$f":"IF($F$8<>70,ROUND(справочно!J11*($F$8/70)^справочно!$Y$2,0),ROUND(справочно!J11,0))","v":1290},{"$f":"IF($F$8<>70,ROUND(справочно!K11*($F$8/70)^справочно!$Y$2,0),ROUND(справочно!K11,0))","v":806},{"$f":"IF($F$8<>70,ROUND(справочно!L11*($F$8/70)^справочно!$Y$2,0),ROUND(справочно!L11,0))","v":954},{"$f":"IF($F$8<>70,ROUND(справочно!M11*($F$8/70)^справочно!$Y$2,0),ROUND(справочно!M11,0))","v":1147},{"$f":"IF($F$8<>70,ROUND(справочно!N11*($F$8/70)^справочно!$Y$2,0),ROUND(справочно!N11,0))","v":1647},{"$f":"IF($F$8<>70,ROUND(справочно!O11*($F$8/70)^справочно!$Y$2,0),ROUND(справочно!O11,0))","v":1130},{"$f":"IF($F$8<>70,ROUND(справочно!P11*($F$8/70)^справочно!$Y$2,0),ROUND(справочно!P11,0))","v":1343},{"$f":"IF($F$8<>70,ROUND(справочно!Q11*($F$8/70)^справочно!$Y$2,0),ROUND(справочно!Q11,0))","v":1539},{"$f":"IF($F$8<>70,ROUND(справочно!R11*($F$8/70)^справочно!$Y$2,0),ROUND(справочно!R11,0))","v":2124},{"$f":"IF($F$8<>70,ROUND(справочно!S11*($F$8/70)^справочно!$Y$2,0),ROUND(справочно!S11,0))","v":1291},{"$f":"IF($F$8<>70,ROUND(справочно!T11*($F$8/70)^справочно!$Y$2,0),ROUND(справочно!T11,0))","v":1387},{"$f":"IF($F$8<>70,ROUND(справочно!U11*($F$8/70)^справочно!$Y$2,0),ROUND(справочно!U11,0))","v":1994},{"$f":"IF($F$8<>70,ROUND(справочно!V11*($F$8/70)^справочно!$Y$2,0),ROUND(справочно!V11,0))","v":2237}]
[null,null,2000,{"$f":"IF($F$8<>70,ROUND(справочно!C12*($F$8/70)^справочно!$Y$2,0),ROUND(справочно!C12,0))","v":550},{"$f":"IF($F$8<>70,ROUND(справочно!D12*($F$8/70)^справочно!$Y$2,0),ROUND(справочно!D12,0))","v":680},{"$f":"IF($F$8<>70,ROUND(справочно!E12*($F$8/70)^справочно!$Y$2,0),ROUND(справочно!E12,0))","v":815},{"$f":"IF($F$8<>70,ROUND(справочно!F12*($F$8/70)^справочно!$Y$2,0),ROUND(справочно!F12,0))","v":1106},{"$f":"IF($F$8<>70,ROUND(справочно!G12*($F$8/70)^справочно!$Y$2,0),ROUND(справочно!G12,0))","v":726},{"$f":"IF($F$8<>70,ROUND(справочно!H12*($F$8/70)^справочно!$Y$2,0),ROUND(справочно!H12,0))","v":875},{"$f":"IF($F$8<>70,ROUND(справочно!I12*($F$8/70)^справочно!$Y$2,0),ROUND(справочно!I12,0))","v":1047},{"$f":"IF($F$8<>70,ROUND(справочно!J12*($F$8/70)^справочно!$Y$2,0),ROUND(справочно!J12,0))","v":1445},{"$f":"IF($F$8<>70,ROUND(справочно!K12*($F$8/70)^справочно!$Y$2,0),ROUND(справочно!K12,0))","v":912},{"$f":"IF($F$8<>70,ROUND(справочно!L12*($F$8/70)^справочно!$Y$2,0),ROUND(справочно!L12,0))","v":1073},{"$f":"IF($F$8<>70,ROUND(справочно!M12*($F$8/70)^справочно!$Y$2,0),ROUND(справочно!M12,0))","v":1284},{"$f":"IF($F$8<>70,ROUND(справочно!N12*($F$8/70)^справочно!$Y$2,0),ROUND(справочно!N12,0))","v":1845},{"$f":"IF($F$8<>70,ROUND(справочно!O12*($F$8/70)^справочно!$Y$2,0),ROUND(справочно!O12,0))","v":1278},{"$f":"IF($F$8<>70,ROUND(справочно!P12*($F$8/70)^справочно!$Y$2,0),ROUND(справочно!P12,0))","v":1513},{"$f":"IF($F$8<>70,ROUND(справочно!Q12*($F$8/70)^справочно!$Y$2,0),ROUND(справочно!Q12,0))","v":1719},{"$f":"IF($F$8<>70,ROUND(справочно!R12*($F$8/70)^справочно!$Y$2,0),ROUND(справочно!R12,0))","v":2378},{"$f":"IF($F$8<>70,ROUND(справочно!S12*($F$8/70)^справочно!$Y$2,0),ROUND(справочно!S12,0))","v":1461},{"$f":"IF($F$8<>70,ROUND(справочно!T12*($F$8/70)^справочно!$Y$2,0),ROUND(справочно!T12,0))","v":1561},{"$f":"IF($F$8<>70,ROUND(справочно!U12*($F$8/70)^справочно!$Y$2,0),ROUND(справочно!U12,0))","v":2228},{"$f":"IF($F$8<>70,ROUND(справочно!V12*($F$8/70)^справочно!$Y$2,0),ROUND(справочно!V12,0))","v":2506}]
[null,null,2200,{"$f":"IF($F$8<>70,ROUND(справочно!C13*($F$8/70)^справочно!$Y$2,0),ROUND(справочно!C13,0))","v":613},{"$f":"IF($F$8<>70,ROUND(справочно!D13*($F$8/70)^справочно!$Y$2,0),ROUND(справочно!D13,0))","v":757},{"$f":"IF($F$8<>70,ROUND(справочно!E13*($F$8/70)^справочно!$Y$2,0),ROUND(справочно!E13,0))","v":908},{"$f":"IF($F$8<>70,ROUND(справочно!F13*($F$8/70)^справочно!$Y$2,0),ROUND(справочно!F13,0))","v":1232},{"$f":"IF($F$8<>70,ROUND(справочно!G13*($F$8/70)^справочно!$Y$2,0),ROUND(справочно!G13,0))","v":811},{"$f":"IF($F$8<>70,ROUND(справочно!H13*($F$8/70)^справочно!$Y$2,0),ROUND(справочно!H13,0))","v":971},{"$f":"IF($F$8<>70,ROUND(справочно!I13*($F$8/70)^справочно!$Y$2,0),ROUND(справочно!I13,0))","v":1157},{"$f":"IF($F$8<>70,ROUND(справочно!J13*($F$8/70)^справочно!$Y$2,0),ROUND(справочно!J13,0))","v":1599},{"$f":"IF($F$8<>70,ROUND(справочно!K13*($F$8/70)^справочно!$Y$2,0),ROUND(справочно!K13,0))","v":1018},{"$f":"IF($F$8<>70,ROUND(справочно!L13*($F$8/70)^справочно!$Y$2,0),ROUND(справочно!L13,0))","v":1191},{"$f":"IF($F$8<>70,ROUND(справочно!M13*($F$8/70)^справочно!$Y$2,0),ROUND(справочно!M13,0))","v":1419},{"$f":"IF($F$8<>70,ROUND(справочно!N13*($F$8/70)^справочно!$Y$2,0),ROUND(справочно!N13,0))","v":2042},{"$f":"IF($F$8<>70,ROUND(справочно!O13*($F$8/70)^справочно!$Y$2,0),ROUND(справочно!O13,0))","v":1426},{"$f":"IF($F$8<>70,ROUND(справочно!P13*($F$8/70)^справочно!$Y$2,0),ROUND(справочно!P13,0))","v":1680},{"$f":"IF($F$8<>70,ROUND(справочно!Q13*($F$8/70)^справочно!$Y$2,0),ROUND(справочно!Q13,0))","v":1902},{"$f":"IF($F$8<>70,ROUND(справочно!R13*($F$8/70)^справочно!$Y$2,0),ROUND(справочно!R13,0))","v":2635},{"$f":"IF($F$8<>70,ROUND(справочно!S13*($F$8/70)^справочно!$Y$2,0),ROUND(справочно!S13,0))","v":1631},{"$f":"IF($F$8<>70,ROUND(справочно!T13*($F$8/70)^справочно!$Y$2,0),ROUND(справочно!T13,0))","v":1734},{"$f":"IF($F$8<>70,ROUND(справочно!U13*($F$8/70)^справочно!$Y$2,0),ROUND(справочно!U13,0))","v":2463},{"$f":"IF($F$8<>70,ROUND(справочно!V13*($F$8/70)^справочно!$Y$2,0),ROUND(справочно!V13,0))","v":2774}]
[null,null,2400,{"$f":"IF($F$8<>70,ROUND(справочно!C14*($F$8/70)^справочно!$Y$2,0),ROUND(справочно!C14,0))","v":678},{"$f":"IF($F$8<>70,ROUND(справочно!D14*($F$8/70)^справочно!$Y$2,0),ROUND(справочно!D14,0))","v":836},{"$f":"IF($F$8<>70,ROUND(справочно!E14*($F$8/70)^справочно!$Y$2,0),ROUND(справочно!E14,0))","v":1003},{"$f":"IF($F$8<>70,ROUND(справочно!F14*($F$8/70)^справочно!$Y$2,0),ROUND(справочно!F14,0))","v":1362},{"$f":"IF($F$8<>70,ROUND(справочно!G14*($F$8/70)^справочно!$Y$2,0),ROUND(справочно!G14,0))","v":894},{"$f":"IF($F$8<>70,ROUND(справочно!H14*($F$8/70)^справочно!$Y$2,0),ROUND(справочно!H14,0))","v":1091},{"$f":"IF($F$8<>70,ROUND(справочно!I14*($F$8/70)^справочно!$Y$2,0),ROUND(справочно!I14,0))","v":1268},{"$f":"IF($F$8<>70,ROUND(справочно!J14*($F$8/70)^справочно!$Y$2,0),ROUND(справочно!J14,0))","v":1755},{"$f":"IF($F$8<>70,ROUND(справочно!K14*($F$8/70)^справочно!$Y$2,0),ROUND(справочно!K14,0))","v":1123},{"$f":"IF($F$8<>70,ROUND(справочно!L14*($F$8/70)^справочно!$Y$2,0),ROUND(справочно!L14,0))","v":1338},{"$f":"IF($F$8<>70,ROUND(справочно!M14*($F$8/70)^справочно!$Y$2,0),ROUND(справочно!M14,0))","v":1554},{"$f":"IF($F$8<>70,ROUND(справочно!N14*($F$8/70)^справочно!$Y$2,0),ROUND(справочно!N14,0))","v":2239},{"$f":"IF($F$8<>70,ROUND(справочно!O14*($F$8/70)^справочно!$Y$2,0),ROUND(справочно!O14,0))","v":1573},{"$f":"IF($F$8<>70,ROUND(справочно!P14*($F$8/70)^справочно!$Y$2,0),ROUND(справочно!P14,0))","v":1887},{"$f":"IF($F$8<>70,ROUND(справочно!Q14*($F$8/70)^справочно!$Y$2,0),ROUND(справочно!Q14,0))","v":2083},{"$f":"IF($F$8<>70,ROUND(справочно!R14*($F$8/70)^справочно!$Y$2,0),ROUND(справочно!R14,0))","v":2889},{"$f":"IF($F$8<>70,ROUND(справочно!S14*($F$8/70)^справочно!$Y$2,0),ROUND(справочно!S14,0))","v":1799},{"$f":"IF($F$8<>70,ROUND(справочно!T14*($F$8/70)^справочно!$Y$2,0),ROUND(справочно!T14,0))","v":1947},{"$f":"IF($F$8<>70,ROUND(справочно!U14*($F$8/70)^справочно!$Y$2,0),ROUND(справочно!U14,0))","v":2699},{"$f":"IF($F$8<>70,ROUND(справочно!V14*($F$8/70)^справочно!$Y$2,0),ROUND(справочно!V14,0))","v":3042}]
[null,null,2600,{"$f":"IF($F$8<>70,ROUND(справочно!C15*($F$8/70)^справочно!$Y$2,0),ROUND(справочно!C15,0))","v":740},{"$f":"IF($F$8<>70,ROUND(справочно!D15*($F$8/70)^справочно!$Y$2,0),ROUND(справочно!D15,0))","v":914},{"$f":"IF($F$8<>70,ROUND(справочно!E15*($F$8/70)^справочно!$Y$2,0),ROUND(справочно!E15,0))","v":1097},{"$f":"IF($F$8<>70,ROUND(справочно!F15*($F$8/70)^справочно!$Y$2,0),ROUND(справочно!F15,0))","v":1487},{"$f":"IF($F$8<>70,ROUND(справочно!G15*($F$8/70)^справочно!$Y$2,0),ROUND(справочно!G15,0))","v":978},{"$f":"IF($F$8<>70,ROUND(справочно!H15*($F$8/70)^справочно!$Y$2,0),ROUND(справочно!H15,0))","v":1205},{"$f":"IF($F$8<>70,ROUND(справочно!I15*($F$8/70)^справочно!$Y$2,0),ROUND(справочно!I15,0))","v":1378},{"$f":"IF($F$8<>70,ROUND(справочно!J15*($F$8/70)^справочно!$Y$2,0),ROUND(справочно!J15,0))","v":1910},{"$f":"IF($F$8<>70,ROUND(справочно!K15*($F$8/70)^справочно!$Y$2,0),ROUND(справочно!K15,0))","v":1229},{"$f":"IF($F$8<>70,ROUND(справочно!L15*($F$8/70)^справочно!$Y$2,0),ROUND(справочно!L15,0))","v":1458},{"$f":"IF($F$8<>70,ROUND(справочно!M15*($F$8/70)^справочно!$Y$2,0),ROUND(справочно!M15,0))","v":1690},{"$f":"IF($F$8<>70,ROUND(справочно!N15*($F$8/70)^справочно!$Y$2,0),ROUND(справочно!N15,0))","v":2437},{"$f":"IF($F$8<>70,ROUND(справочно!O15*($F$8/70)^справочно!$Y$2,0),ROUND(справочно!O15,0))","v":1720},{"$f":"IF($F$8<>70,ROUND(справочно!P15*($F$8/70)^справочно!$Y$2,0),ROUND(справочно!P15,0))","v":2054},{"$f":"IF($F$8<>70,ROUND(справочно!Q15*($F$8/70)^справочно!$Y$2,0),ROUND(справочно!Q15,0))","v":2265},{"$f":"IF($F$8<>70,ROUND(справочно!R15*($F$8/70)^справочно!$Y$2,0),ROUND(справочно!R15,0))","v":3143},{"$f":"IF($F$8<>70,ROUND(справочно!S15*($F$8/70)^справочно!$Y$2,0),ROUND(справочно!S15,0))","v":1968},{"$f":"IF($F$8<>70,ROUND(справочно!T15*($F$8/70)^справочно!$Y$2,0),ROUND(справочно!T15,0))","v":2121},{"$f":"IF($F$8<>70,ROUND(справочно!U15*($F$8/70)^справочно!$Y$2,0),ROUND(справочно!U15,0))","v":2935},{"$f":"IF($F$8<>70,ROUND(справочно!V15*($F$8/70)^справочно!$Y$2,0),ROUND(справочно!V15,0))","v":3311}]
[null,null,2800,{"$f":"IF($F$8<>70,ROUND(справочно!C16*($F$8/70)^справочно!$Y$2,0),ROUND(справочно!C16,0))","v":803},{"$f":"IF($F$8<>70,ROUND(справочно!D16*($F$8/70)^справочно!$Y$2,0),ROUND(справочно!D16,0))","v":991},{"$f":"IF($F$8<>70,ROUND(справочно!E16*($F$8/70)^справочно!$Y$2,0),ROUND(справочно!E16,0))","v":1189},{"$f":"IF($F$8<>70,ROUND(справочно!F16*($F$8/70)^справочно!$Y$2,0),ROUND(справочно!F16,0))","v":1614},{"$f":"IF($F$8<>70,ROUND(справочно!G16*($F$8/70)^справочно!$Y$2,0),ROUND(справочно!G16,0))","v":1063},{"$f":"IF($F$8<>70,ROUND(справочно!H16*($F$8/70)^справочно!$Y$2,0),ROUND(справочно!H16,0))","v":1286},{"$f":"IF($F$8<>70,ROUND(справочно!I16*($F$8/70)^справочно!$Y$2,0),ROUND(справочно!I16,0))","v":1489},{"$f":"IF($F$8<>70,ROUND(справочно!J16*($F$8/70)^справочно!$Y$2,0),ROUND(справочно!J16,0))","v":2064},{"$f":"IF($F$8<>70,ROUND(справочно!K16*($F$8/70)^справочно!$Y$2,0),ROUND(справочно!K16,0))","v":1334},{"$f":"IF($F$8<>70,ROUND(справочно!L16*($F$8/70)^справочно!$Y$2,0),ROUND(справочно!L16,0))","v":1576},{"$f":"IF($F$8<>70,ROUND(справочно!M16*($F$8/70)^справочно!$Y$2,0),ROUND(справочно!M16,0))","v":1825},{"$f":"IF($F$8<>70,ROUND(справочно!N16*($F$8/70)^справочно!$Y$2,0),ROUND(справочно!N16,0))","v":2635},{"$f":"IF($F$8<>70,ROUND(справочно!O16*($F$8/70)^справочно!$Y$2,0),ROUND(справочно!O16,0))","v":1869},{"$f":"IF($F$8<>70,ROUND(справочно!P16*($F$8/70)^справочно!$Y$2,0),ROUND(справочно!P16,0))","v":2223},{"$f":"IF($F$8<>70,ROUND(справочно!Q16*($F$8/70)^справочно!$Y$2,0),ROUND(справочно!Q16,0))","v":2446},{"$f":"IF($F$8<>70,ROUND(справочно!R16*($F$8/70)^справочно!$Y$2,0),ROUND(справочно!R16,0))","v":3399},{"$f":"IF($F$8<>70,ROUND(справочно!S16*($F$8/70)^справочно!$Y$2,0),ROUND(справочно!S16,0))","v":2137},{"$f":"IF($F$8<>70,ROUND(справочно!T16*($F$8/70)^справочно!$Y$2,0),ROUND(справочно!T16,0))","v":2294},{"$f":"IF($F$8<>70,ROUND(справочно!U16*($F$8/70)^справочно!$Y$2,0),ROUND(справочно!U16,0))","v":3169},{"$f":"IF($F$8<>70,ROUND(справочно!V16*($F$8/70)^справочно!$Y$2,0),ROUND(справочно!V16,0))","v":3579}]
[null,null,3000,{"$f":"IF($F$8<>70,ROUND(справочно!C17*($F$8/70)^справочно!$Y$2,0),ROUND(справочно!C17,0))","v":866},{"$f":"IF($F$8<>70,ROUND(справочно!D17*($F$8/70)^справочно!$Y$2,0),ROUND(справочно!D17,0))","v":1068},{"$f":"IF($F$8<>70,ROUND(справочно!E17*($F$8/70)^справочно!$Y$2,0),ROUND(справочно!E17,0))","v":1282},{"$f":"IF($F$8<>70,ROUND(справочно!F17*($F$8/70)^справочно!$Y$2,0),ROUND(справочно!F17,0))","v":1739},{"$f":"IF($F$8<>70,ROUND(справочно!G17*($F$8/70)^справочно!$Y$2,0),ROUND(справочно!G17,0))","v":1146},{"$f":"IF($F$8<>70,ROUND(справочно!H17*($F$8/70)^справочно!$Y$2,0),ROUND(справочно!H17,0))","v":1383},{"$f":"IF($F$8<>70,ROUND(справочно!I17*($F$8/70)^справочно!$Y$2,0),ROUND(справочно!I17,0))","v":1599},{"$f":"IF($F$8<>70,ROUND(справочно!J17*($F$8/70)^справочно!$Y$2,0),ROUND(справочно!J17,0))","v":2219},{"$f":"IF($F$8<>70,ROUND(справочно!K17*($F$8/70)^справочно!$Y$2,0),ROUND(справочно!K17,0))","v":1440},{"$f":"IF($F$8<>70,ROUND(справочно!L17*($F$8/70)^справочно!$Y$2,0),ROUND(справочно!L17,0))","v":1695},{"$f":"IF($F$8<>70,ROUND(справочно!M17*($F$8/70)^справочно!$Y$2,0),ROUND(справочно!M17,0))","v":1961},{"$f":"IF($F$8<>70,ROUND(справочно!N17*($F$8/70)^справочно!$Y$2,0),ROUND(справочно!N17,0))","v":2831},{"$f":"IF($F$8<>70,ROUND(справочно!O17*($F$8/70)^справочно!$Y$2,0),ROUND(справочно!O17,0))","v":2016},{"$f":"IF($F$8<>70,ROUND(справочно!P17*($F$8/70)^справочно!$Y$2,0),ROUND(справочно!P17,0))","v":2391},{"$f":"IF($F$8<>70,ROUND(справочно!Q17*($F$8/70)^справочно!$Y$2,0),ROUND(справочно!Q17,0))","v":2629},{"$f":"IF($F$8<>70,ROUND(справочно!R17*($F$8/70)^справочно!$Y$2,0),ROUND(справочно!R17,0))","v":3653},{"$f":"IF($F$8<>70,ROUND(справочно!S17*($F$8/70)^справочно!$Y$2,0),ROUND(справочно!S17,0))","v":2306},{"$f":"IF($F$8<>70,ROUND(справочно!T17*($F$8/70)^справочно!$Y$2,0),ROUND(справочно!T17,0))","v":2468},{"$f":"IF($F$8<>70,ROUND(справочно!U17*($F$8/70)^справочно!$Y$2,0),ROUND(справочно!U17,0))","v":3405},{"$f":"IF($F$8<>70,ROUND(справочно!V17*($F$8/70)^справочно!$Y$2,0),ROUND(справочно!V17,0))","v":3848}]
[]
[]
[]
[null,null,"№",null,"НС-код",null,"Артикул",null,null,"Наименование",null,null,null,null,null,"Складское оборудо-\nвание",{"$f":"\"Мощность при ΔT=\"&ROUND(F8,0)&\", Вт\"","v":"Мощность при ΔT=70, Вт"},{"$f":"\"Объемный расход при ΔT\"&ROUND(F8,0)&\", л/ч\"","v":"Объемный расход при ΔT70, л/ч"},"Базовая цена","Цена клиента","Валюта","Кол-во","ИТОГО"]
[null,null,{"$f":"\"Подобрано: \"&справочно!$AW$1&\" моделей\"","v":"Подобрано: 240 моделей"}]
[]
[null,null,null,true,null,null,null,null,null,null,null,null,null,null,null,null,null,null,"Скидка",0.05,null,{"$f":"SUMIF($D$52:$D$86,TRUE,V52:V86)","v":0},{"$f":"SUMIF($D$52:$D$86,TRUE,W52:W86)","v":0}]
[null,null,null,false]
[null,null,{"$f":"IF(ISBLANK(C49),IF(справочно!$AV$1>0,IF(ISBLANK(C49),1,IF(C49+1>справочно!$AV$1,0,C49+1)),\"-\"),IF($C$52=\"-\",\"\",C49+1))","v":1},false,{"$f":"IFERROR(INDEX(справочно!AB:AB,MATCH(C52,справочно!AR:AR,0)),\"\")","v":"НС-1477725"},null,{"$f":"IFERROR(INDEX(справочно!AC:AC,MATCH(C52,справочно!AR:AR,0)),\"\")","v":"RT-A-75/200/800-DG-U-NA"},null,null,{"$f":"IFERROR(INDEX(справочно!AA:AA,MATCH(C52,справочно!AR:AR,0)),\"\")","v":"Конвектор внутрипольный Royal Thermo ATRIUM-75/200/800-DG-U-NA"},null,null,null,null,null,{"$f":"IFERROR(IF(VLOOKUP(E52,справочно!$AB:$AT,19,0)=\"ЗО\",\"-\",\"СО\"),\"\")","v":"-"},{"$f":"IFERROR(VLOOKUP(E52,справочно!AB:AV,21,0),\"\")","v":174.9},{"$f":"IFERROR(VLOOKUP(E52,справочно!$AB:$AU,20,0),\"\")","v":15.027207637231502},{"$f":"IFERROR(INDEX(прайс!$1:$1048576,MATCH($E52,прайс!$C:$C,0),MATCH(\"БазоваяЦена\",прайс!$1:$1,0)),\"\")","v":14957},{"$f":"IFERROR(S52*(1-$T$50),\"\")","v":14209.15},{"$f":"IFERROR(INDEX(прайс!$1:$1048576,MATCH($E52,прайс!$C:$C,0),MATCH(\"БазоваяВалюта\",прайс!$1:$1,0)),\"\")","v":"RUB"},null,{"$f":"IFERROR(V52*T52,\"\")","v":0}]
[null,null,{"$f":"IF(ISBLANK(C52),IF(справочно!$AV$1>0,IF(ISBLANK(C52),1,IF(MAX(C$52:C52)+1>справочно!$AV$1,0,MAX(C$52:C52)+1)),\"нет подходящих моделей\"),IF($C$52=\"нет подходящих моделей\",\"\",IF((MAX(C$52:C52)+1)>справочно!$AV$1,\"\",MAX(C$52:C52)+1)))","v":2},false,{"$f":"IFERROR(INDEX(справочно!AB:AB,MATCH(C53,справочно!AR:AR,0)),\"\")","v":"НС-1477692"},null,{"$f":"IFERROR(INDEX(справочно!AC:AC,MATCH(C53,справочно!AR:AR,0)),\"\")","v":"RT-A-75/200/1000-DG-U-NA"},null,null,{"$f":"IFERROR(INDEX(справочно!AA:AA,MATCH(C53,справочно!AR:AR,0)),\"\")","v":"Конвектор внутрипольный Royal Thermo ATRIUM-75/200/1000-DG-U-NA"},null,null,null,null,null,{"$f":"IFERROR(IF(VLOOKUP(E53,справочно!$AB:$AT,19,0)=\"ЗО\",\"-\",\"СО\"),\"\")","v":"СО"},{"$f":"IFERROR(VLOOKUP(E53,справочно!AB:AV,21,0),\"\")","v":237.60000000000002},{"$f":"IFERROR(VLOOKUP(E53,справочно!$AB:$AU,20,0),\"\")","v":20.414319809069212},{"$f":"IFERROR(INDEX(прайс!$1:$1048576,MATCH($E53,прайс!$C:$C,0),MATCH(\"БазоваяЦена\",прайс!$1:$1,0)),\"\")","v":17499},{"$f":"IFERROR(S53*(1-$T$50),\"\")","v":16624.05},{"$f":"IFERROR(INDEX(прайс!$1:$1048576,MATCH($E53,прайс!$C:$C,0),MATCH(\"БазоваяВалюта\",прайс!$1:$1,0)),\"\")","v":"RUB"},null,{"$f":"IFERROR(V53*T53,\"\")","v":0}]
[null,null,{"$f":"IF(ISBLANK(C53),IF(справочно!$AV$1>0,IF(ISBLANK(C53),1,IF(MAX(C$52:C53)+1>справочно!$AV$1,0,MAX(C$52:C53)+1)),\"нет подходящих моделей\"),IF($C$52=\"нет подходящих моделей\",\"\",IF((MAX(C$52:C53)+1)>справочно!$AV$1,\"\",MAX(C$52:C53)+1)))","v":3},false,{"$f":"IFERROR(INDEX(справочно!AB:AB,MATCH(C54,справочно!AR:AR,0)),\"\")","v":"НС-1477695"},null,{"$f":"IFERROR(INDEX(справочно!AC:AC,MATCH(C54,справочно!AR:AR,0)),\"\")","v":"RT-A-75/200/1200-DG-U-NA"},null,null,{"$f":"IFERROR(INDEX(справочно!AA:AA,MATCH(C54,справочно!AR:AR,0)),\"\")","v":"Конвектор внутрипольный Royal Thermo ATRIUM-75/200/1200-DG-U-NA"},null,null,null,null,null,{"$f":"IFERROR(IF(VLOOKUP(E54,справочно!$AB:$AT,19,0)=\"ЗО\",\"-\",\"СО\"),\"\")","v":"СО"},{"$f":"IFERROR(VLOOKUP(E54,справочно!AB:AV,21,0),\"\")","v":299.20000000000005},{"$f":"IFERROR(VLOOKUP(E54,справочно!$AB:$AU,20,0),\"\")","v":25.706921241050118},{"$f":"IFERROR(INDEX(прайс!$1:$1048576,MATCH($E54,прайс!$C:$C,0),MATCH(\"БазоваяЦена\",прайс!$1:$1,0)),\"\")","v":20104},19098.8,{"$f":"IFERROR(INDEX(прайс!$1:$1048576,MATCH($E54,прайс!$C:$C,0),MATCH(\"БазоваяВалюта\",прайс!$1:$1,0)),\"\")","v":"RUB"},null,0]
[null,null,{"$f":"IF(ISBLANK(C54),IF(справочно!$AV$1>0,IF(ISBLANK(C54),1,IF(MAX(C$52:C54)+1>справочно!$AV$1,0,MAX(C$52:C54)+1)),\"нет подходящих моделей\"),IF($C$52=\"нет подходящих моделей\",\"\",IF((MAX(C$52:C54)+1)>справочно!$AV$1,\"\",MAX(C$52:C54)+1)))","v":4},false,{"$f":"IFERROR(INDEX(справочно!AB:AB,MATCH(C55,справочно!AR:AR,0)),\"\")","v":"НС-1477698"},null,{"$f":"IFERROR(INDEX(справочно!AC:AC,MATCH(C55,справочно!AR:AR,0)),\"\")","v":"RT-A-75/200/1400-DG-U-NA"},null,null,{"$f":"IFERROR(INDEX(справочно!AA:AA,MATCH(C55,справочно!AR:AR,0)),\"\")","v":"Конвектор внутрипольный Royal Thermo ATRIUM-75/200/1400-DG-U-NA"},null,null,null,null,null,{"$f":"IFERROR(IF(VLOOKUP(E55,справочно!$AB:$AT,19,0)=\"ЗО\",\"-\",\"СО\"),\"\")","v":"СО"},{"$f":"IFERROR(VLOOKUP(E55,справочно!AB:AV,21,0),\"\")","v":361.90000000000003},{"$f":"IFERROR(VLOOKUP(E55,справочно!$AB:$AU,20,0),\"\")","v":31.094033412887828},{"$f":"IFERROR(INDEX(прайс!$1:$1048576,MATCH($E55,прайс!$C:$C,0),MATCH(\"БазоваяЦена\",прайс!$1:$1,0)),\"\")","v":22739},21602.05,{"$f":"IFERROR(INDEX(прайс!$1:$1048576,MATCH($E55,прайс!$C:$C,0),MATCH(\"БазоваяВалюта\",прайс!$1:$1,0)),\"\")","v":"RUB"},null,0]
[null,null,{"$f":"IF(ISBLANK(C55),IF(справочно!$AV$1>0,IF(ISBLANK(C55),1,IF(MAX(C$52:C55)+1>справочно!$AV$1,0,MAX(C$52:C55)+1)),\"нет подходящих моделей\"),IF($C$52=\"нет подходящих моделей\",\"\",IF((MAX(C$52:C55)+1)>справочно!$AV$1,\"\",MAX(C$52:C55)+1)))","v":5},false,{"$f":"IFERROR(INDEX(справочно!AB:AB,MATCH(C56,справочно!AR:AR,0)),\"\")","v":"НС-1477701"},null,{"$f":"IFERROR(INDEX(справочно!AC:AC,MATCH(C56,справочно!AR:AR,0)),\"\")","v":"RT-A-75/200/1600-DG-U-NA"},null,null,{"$f":"IFERROR(INDEX(справочно!AA:AA,MATCH(C56,справочно!AR:AR,0)),\"\")","v":"Конвектор внутрипольный Royal Thermo ATRIUM-75/200/1600-DG-U-NA"},null,null,null,null,null,{"$f":"IFERROR(IF(VLOOKUP(E56,справочно!$AB:$AT,19,0)=\"ЗО\",\"-\",\"СО\"),\"\")","v":"СО"},{"$f":"IFERROR(VLOOKUP(E56,справочно!AB:AV,21,0),\"\")","v":424.6},{"$f":"IFERROR(VLOOKUP(E56,справочно!$AB:$AU,20,0),\"\")","v":36.481145584725539},{"$f":"IFERROR(INDEX(прайс!$1:$1048576,MATCH($E56,прайс!$C:$C,0),MATCH(\"БазоваяЦена\",прайс!$1:$1,0)),\"\")","v":25567},24288.649999999998,{"$f":"IFERROR(INDEX(прайс!$1:$1048576,MATCH($E56,прайс!$C:$C,0),MATCH(\"БазоваяВалюта\",прайс!$1:$1,0)),\"\")","v":"RUB"},null,0]
[null,null,{"$f":"IF(ISBLANK(C56),IF(справочно!$AV$1>0,IF(ISBLANK(C56),1,IF(MAX(C$52:C56)+1>справочно!$AV$1,0,MAX(C$52:C56)+1)),\"нет подходящих моделей\"),IF($C$52=\"нет подходящих моделей\",\"\",IF((MAX(C$52:C56)+1)>справочно!$AV$1,\"\",MAX(C$52:C56)+1)))","v":6},false,{"$f":"IFERROR(INDEX(справочно!AB:AB,MATCH(C57,справочно!AR:AR,0)),\"\")","v":"НС-1477704"},null,{"$f":"IFERROR(INDEX(справочно!AC:AC,MATCH(C57,справочно!AR:AR,0)),\"\")","v":"RT-A-75/200/1800-DG-U-NA"},null,null,{"$f":"IFERROR(INDEX(справочно!AA:AA,MATCH(C57,справочно!AR:AR,0)),\"\")","v":"Конвектор внутрипольный Royal Thermo ATRIUM-75/200/1800-DG-U-NA"},null,null,null,null,null,{"$f":"IFERROR(IF(VLOOKUP(E57,справочно!$AB:$AT,19,0)=\"ЗО\",\"-\",\"СО\"),\"\")","v":"СО"},{"$f":"IFERROR(VLOOKUP(E57,справочно!AB:AV,21,0),\"\")","v":487.3},{"$f":"IFERROR(VLOOKUP(E57,справочно!$AB:$AU,20,0),\"\")","v":41.868257756563239},{"$f":"IFERROR(INDEX(прайс!$1:$1048576,MATCH($E57,прайс!$C:$C,0),MATCH(\"БазоваяЦена\",прайс!$1:$1,0)),\"\")","v":28219},26808.05,{"$f":"IFERROR(INDEX(прайс!$1:$1048576,MATCH($E57,прайс!$C:$C,0),MATCH(\"БазоваяВалюта\",прайс!$1:$1,0)),\"\")","v":"RUB"},null,0]
[null,null,{"$f":"IF(ISBLANK(C57),IF(справочно!$AV$1>0,IF(ISBLANK(C57),1,IF(MAX(C$52:C57)+1>справочно!$AV$1,0,MAX(C$52:C57)+1)),\"нет подходящих моделей\"),IF($C$52=\"нет подходящих моделей\",\"\",IF((MAX(C$52:C57)+1)>справочно!$AV$1,\"\",MAX(C$52:C57)+1)))","v":7},false,{"$f":"IFERROR(INDEX(справочно!AB:AB,MATCH(C58,справочно!AR:AR,0)),\"\")","v":"НС-1477707"},null,{"$f":"IFERROR(INDEX(справочно!AC:AC,MATCH(C58,справочно!AR:AR,0)),\"\")","v":"RT-A-75/200/2000-DG-U-NA"},null,null,{"$f":"IFERROR(INDEX(справочно!AA:AA,MATCH(C58,справочно!AR:AR,0)),\"\")","v":"Конвектор внутрипольный Royal Thermo ATRIUM-75/200/2000-DG-U-NA"},null,null,null,null,null,{"$f":"IFERROR(IF(VLOOKUP(E58,справочно!$AB:$AT,19,0)=\"ЗО\",\"-\",\"СО\"),\"\")","v":"СО"},{"$f":"IFERROR(VLOOKUP(E58,справочно!AB:AV,21,0),\"\")","v":550},{"$f":"IFERROR(VLOOKUP(E58,справочно!$AB:$AU,20,0),\"\")","v":47.255369928400945},{"$f":"IFERROR(INDEX(прайс!$1:$1048576,MATCH($E58,прайс!$C:$C,0),MATCH(\"БазоваяЦена\",прайс!$1:$1,0)),\"\")","v":30887},29342.649999999998,{"$f":"IFERROR(INDEX(прайс!$1:$1048576,MATCH($E58,прайс!$C:$C,0),MATCH(\"БазоваяВалюта\",прайс!$1:$1,0)),\"\")","v":"RUB"},null,0]
[null,null,{"$f":"IF(ISBLANK(C58),IF(справочно!$AV$1>0,IF(ISBLANK(C58),1,IF(MAX(C$52:C58)+1>справочно!$AV$1,0,MAX(C$52:C58)+1)),\"нет подходящих моделей\"),IF($C$52=\"нет подходящих моделей\",\"\",IF((MAX(C$52:C58)+1)>справочно!$AV$1,\"\",MAX(C$52:C58)+1)))","v":8},false,{"$f":"IFERROR(INDEX(справочно!AB:AB,MATCH(C59,справочно!AR:AR,0)),\"\")","v":"НС-1477710"},null,{"$f":"IFERROR(INDEX(справочно!AC:AC,MATCH(C59,справочно!AR:AR,0)),\"\")","v":"RT-A-75/200/2200-DG-U-NA"},null,null,{"$f":"IFERROR(INDEX(справочно!AA:AA,MATCH(C59,справочно!AR:AR,0)),\"\")","v":"Конвектор внутрипольный Royal Thermo ATRIUM-75/200/2200-DG-U-NA"},null,null,null,null,null,{"$f":"IFERROR(IF(VLOOKUP(E59,справочно!$AB:$AT,19,0)=\"ЗО\",\"-\",\"СО\"),\"\")","v":"СО"},{"$f":"IFERROR(VLOOKUP(E59,справочно!AB:AV,21,0),\"\")","v":612.70000000000005},{"$f":"IFERROR(VLOOKUP(E59,справочно!$AB:$AU,20,0),\"\")","v":52.642482100238659},{"$f":"IFERROR(INDEX(прайс!$1:$1048576,MATCH($E59,прайс!$C:$C,0),MATCH(\"БазоваяЦена\",прайс!$1:$1,0)),\"\")","v":33462},31788.899999999998,{"$f":"IFERROR(INDEX(прайс!$1:$1048576,MATCH($E59,прайс!$C:$C,0),MATCH(\"БазоваяВалюта\",прайс!$1:$1,0)),\"\")","v":"RUB"},null,0]
[null,null,{"$f":"IF(ISBLANK(C59),IF(справочно!$AV$1>0,IF(ISBLANK(C59),1,IF(MAX(C$52:C59)+1>справочно!$AV$1,0,MAX(C$52:C59)+1)),\"нет подходящих моделей\"),IF($C$52=\"нет подходящих моделей\",\"\",IF((MAX(C$52:C59)+1)>справочно!$AV$1,\"\",MAX(C$52:C59)+1)))","v":9},false,{"$f":"IFERROR(INDEX(справочно!AB:AB,MATCH(C60,справочно!AR:AR,0)),\"\")","v":"НС-1477713"},null,{"$f":"IFERROR(INDEX(справочно!AC:AC,MATCH(C60,справочно!AR:AR,0)),\"\")","v":"RT-A-75/200/2400-DG-U-NA"},null,null,{"$f":"IFERROR(INDEX(справочно!AA:AA,MATCH(C60,справочно!AR:AR,0)),\"\")","v":"Конвектор внутрипольный Royal Thermo ATRIUM-75/200/2400-DG-U-NA"},null,null,null,null,null,{"$f":"IFERROR(IF(VLOOKUP(E60,справочно!$AB:$AT,19,0)=\"ЗО\",\"-\",\"СО\"),\"\")","v":"СО"},{"$f":"IFERROR(VLOOKUP(E60,справочно!AB:AV,21,0),\"\")","v":677.6},{"$f":"IFERROR(VLOOKUP(E60,справочно!$AB:$AU,20,0),\"\")","v":58.218615751789969},{"$f":"IFERROR(INDEX(прайс!$1:$1048576,MATCH($E60,прайс!$C:$C,0),MATCH(\"БазоваяЦена\",прайс!$1:$1,0)),\"\")","v":36160},34352,{"$f":"IFERROR(INDEX(прайс!$1:$1048576,MATCH($E60,прайс!$C:$C,0),MATCH(\"БазоваяВалюта\",прайс!$1:$1,0)),\"\")","v":"RUB"},null,0]
[null,null,{"$f":"IF(ISBLANK(C60),IF(справочно!$AV$1>0,IF(ISBLANK(C60),1,IF(MAX(C$52:C60)+1>справочно!$AV$1,0,MAX(C$52:C60)+1)),\"нет подходящих моделей\"),IF($C$52=\"нет подходящих моделей\",\"\",IF((MAX(C$52:C60)+1)>справочно!$AV$1,\"\",MAX(C$52:C60)+1)))","v":10},false,{"$f":"IFERROR(INDEX(справочно!AB:AB,MATCH(C61,справочно!AR:AR,0)),\"\")","v":"НС-1477716"},null,{"$f":"IFERROR(INDEX(справочно!AC:AC,MATCH(C61,справочно!AR:AR,0)),\"\")","v":"RT-A-75/200/2600-DG-U-NA"},null,null,{"$f":"IFERROR(INDEX(справочно!AA:AA,MATCH(C61,справочно!AR:AR,0)),\"\")","v":"Конвектор внутрипольный Royal Thermo ATRIUM-75/200/2600-DG-U-NA"},null,null,null,null,null,{"$f":"IFERROR(IF(VLOOKUP(E61,справочно!$AB:$AT,19,0)=\"ЗО\",\"-\",\"СО\"),\"\")","v":"-"},{"$f":"IFERROR(VLOOKUP(E61,справочно!AB:AV,21,0),\"\")","v":740.30000000000007},{"$f":"IFERROR(VLOOKUP(E61,справочно!$AB:$AU,20,0),\"\")","v":63.605727923627683},{"$f":"IFERROR(INDEX(прайс!$1:$1048576,MATCH($E61,прайс!$C:$C,0),MATCH(\"БазоваяЦена\",прайс!$1:$1,0)),\"\")","v":38729},36792.549999999996,{"$f":"IFERROR(INDEX(прайс!$1:$1048576,MATCH($E61,прайс!$C:$C,0),MATCH(\"БазоваяВалюта\",прайс!$1:$1,0)),\"\")","v":"RUB"},null,0]
[null,null,{"$f":"IF(ISBLANK(C61),IF(справочно!$AV$1>0,IF(ISBLANK(C61),1,IF(MAX(C$52:C61)+1>справочно!$AV$1,0,MAX(C$52:C61)+1)),\"нет подходящих моделей\"),IF($C$52=\"нет подходящих моделей\",\"\",IF((MAX(C$52:C61)+1)>справочно!$AV$1,\"\",MAX(C$52:C61)+1)))","v":11},false,{"$f":"IFERROR(INDEX(справочно!AB:AB,MATCH(C62,справочно!AR:AR,0)),\"\")","v":"НС-1477719"},null,{"$f":"IFERROR(INDEX(справочно!AC:AC,MATCH(C62,справочно!AR:AR,0)),\"\")","v":"RT-A-75/200/2800-DG-U-NA"},null,null,{"$f":"IFERROR(INDEX(справочно!AA:AA,MATCH(C62,справочно!AR:AR,0)),\"\")","v":"Конвектор внутрипольный Royal Thermo ATRIUM-75/200/2800-DG-U-NA"},null,null,null,null,null,{"$f":"IFERROR(IF(VLOOKUP(E62,справочно!$AB:$AT,19,0)=\"ЗО\",\"-\",\"СО\"),\"\")","v":"-"},{"$f":"IFERROR(VLOOKUP(E62,справочно!AB:AV,21,0),\"\")","v":803.00000000000011},{"$f":"IFERROR(VLOOKUP(E62,справочно!$AB:$AU,20,0),\"\")","v":68.992840095465397},{"$f":"IFERROR(INDEX(прайс!$1:$1048576,MATCH($E62,прайс!$C:$C,0),MATCH(\"БазоваяЦена\",прайс!$1:$1,0)),\"\")","v":42162},40053.9,{"$f":"IFERROR(INDEX(прайс!$1:$1048576,MATCH($E62,прайс!$C:$C,0),MATCH(\"БазоваяВалюта\",прайс!$1:$1,0)),\"\")","v":"RUB"},null,0]
[null,null,{"$f":"IF(ISBLANK(C62),IF(справочно!$AV$1>0,IF(ISBLANK(C62),1,IF(MAX(C$52:C62)+1>справочно!$AV$1,0,MAX(C$52:C62)+1)),\"нет подходящих моделей\"),IF($C$52=\"нет подходящих моделей\",\"\",IF((MAX(C$52:C62)+1)>справочно!$AV$1,\"\",MAX(C$52:C62)+1)))","v":12},false,{"$f":"IFERROR(INDEX(справочно!AB:AB,MATCH(C63,справочно!AR:AR,0)),\"\")","v":"НС-1477722"},null,{"$f":"IFERROR(INDEX(справочно!AC:AC,MATCH(C63,справочно!AR:AR,0)),\"\")","v":"RT-A-75/200/3000-DG-U-NA"},null,null,{"$f":"IFERROR(INDEX(справочно!AA:AA,MATCH(C63,справочно!AR:AR,0)),\"\")","v":"Конвектор внутрипольный Royal Thermo ATRIUM-75/200/3000-DG-U-NA"},null,null,null,null,null,{"$f":"IFERROR(IF(VLOOKUP(E63,справочно!$AB:$AT,19,0)=\"ЗО\",\"-\",\"СО\"),\"\")","v":"-"},{"$f":"IFERROR(VLOOKUP(E63,справочно!AB:AV,21,0),\"\")","v":865.7},{"$f":"IFERROR(VLOOKUP(E63,справочно!$AB:$AU,20,0),\"\")","v":74.379952267303096},{"$f":"IFERROR(INDEX(прайс!$1:$1048576,MATCH($E63,прайс!$C:$C,0),MATCH(\"БазоваяЦена\",прайс!$1:$1,0)),\"\")","v":44914},42668.299999999996,{"$f":"IFERROR(INDEX(прайс!$1:$1048576,MATCH($E63,прайс!$C:$C,0),MATCH(\"БазоваяВалюта\",прайс!$1:$1,0)),\"\")","v":"RUB"},null,0]
[null,null,{"$f":"IF(ISBLANK(C63),IF(справочно!$AV$1>0,IF(ISBLANK(C63),1,IF(MAX(C$52:C63)+1>справочно!$AV$1,0,MAX(C$52:C63)+1)),\"нет подходящих моделей\"),IF($C$52=\"нет подходящих моделей\",\"\",IF((MAX(C$52:C63)+1)>справочно!$AV$1,\"\",MAX(C$52:C63)+1)))","v":13},false,{"$f":"IFERROR(INDEX(справочно!AB:AB,MATCH(C64,справочно!AR:AR,0)),\"\")","v":"НС-1477764"},null,{"$f":"IFERROR(INDEX(справочно!AC:AC,MATCH(C64,справочно!AR:AR,0)),\"\")","v":"RT-A-75/250/800-DG-U-NA"},null,null,{"$f":"IFERROR(INDEX(справочно!AA:AA,MATCH(C64,справочно!AR:AR,0)),\"\")","v":"Конвектор внутрипольный Royal Thermo ATRIUM-75/250/800-DG-U-NA"},null,null,null,null,null,{"$f":"IFERROR(IF(VLOOKUP(E64,справочно!$AB:$AT,19,0)=\"ЗО\",\"-\",\"СО\"),\"\")","v":"-"},{"$f":"IFERROR(VLOOKUP(E64,справочно!AB:AV,21,0),\"\")","v":215.60000000000002},{"$f":"IFERROR(VLOOKUP(E64,справочно!$AB:$AU,20,0),\"\")","v":18.524105011933173},{"$f":"IFERROR(INDEX(прайс!$1:$1048576,MATCH($E64,прайс!$C:$C,0),MATCH(\"БазоваяЦена\",прайс!$1:$1,0)),\"\")","v":15888},15093.599999999999,{"$f":"IFERROR(INDEX(прайс!$1:$1048576,MATCH($E64,прайс!$C:$C,0),MATCH(\"БазоваяВалюта\",прайс!$1:$1,0)),\"\")","v":"RUB"},null,0]
[null,null,{"$f":"IF(ISBLANK(C64),IF(справочно!$AV$1>0,IF(ISBLANK(C64),1,IF(MAX(C$52:C64)+1>справочно!$AV$1,0,MAX(C$52:C64)+1)),\"нет подходящих моделей\"),IF($C$52=\"нет подходящих моделей\",\"\",IF((MAX(C$52:C64)+1)>справочно!$AV$1,\"\",MAX(C$52:C64)+1)))","v":14},false,{"$f":"IFERROR(INDEX(справочно!AB:AB,MATCH(C65,справочно!AR:AR,0)),\"\")","v":"НС-1477731"},null,{"$f":"IFERROR(INDEX(справочно!AC:AC,MATCH(C65,справочно!AR:AR,0)),\"\")","v":"RT-A-75/250/1000-DG-U-NA"},null,null,{"$f":"IFERROR(INDEX(справочно!AA:AA,MATCH(C65,справочно!AR:AR,0)),\"\")","v":"Конвектор внутрипольный Royal Thermo ATRIUM-75/250/1000-DG-U-NA"},null,null,null,null,null,{"$f":"IFERROR(IF(VLOOKUP(E65,справочно!$AB:$AT,19,0)=\"ЗО\",\"-\",\"СО\"),\"\")","v":"СО"},{"$f":"IFERROR(VLOOKUP(E65,справочно!AB:AV,21,0),\"\")","v":292.60000000000002},{"$f":"IFERROR(VLOOKUP(E65,справочно!$AB:$AU,20,0),\"\")","v":25.139856801909307},{"$f":"IFERROR(INDEX(прайс!$1:$1048576,MATCH($E65,прайс!$C:$C,0),MATCH(\"БазоваяЦена\",прайс!$1:$1,0)),\"\")","v":18676},17742.2,{"$f":"IFERROR(INDEX(прайс!$1:$1048576,MATCH($E65,прайс!$C:$C,0),MATCH(\"БазоваяВалюта\",прайс!$1:$1,0)),\"\")","v":"RUB"},null,0]
[null,null,{"$f":"IF(ISBLANK(C65),IF(справочно!$AV$1>0,IF(ISBLANK(C65),1,IF(MAX(C$52:C65)+1>справочно!$AV$1,0,MAX(C$52:C65)+1)),\"нет подходящих моделей\"),IF($C$52=\"нет подходящих моделей\",\"\",IF((MAX(C$52:C65)+1)>справочно!$AV$1,\"\",MAX(C$52:C65)+1)))","v":15},false,{"$f":"IFERROR(INDEX(справочно!AB:AB,MATCH(C66,справочно!AR:AR,0)),\"\")","v":"НС-1477734"},null,{"$f":"IFERROR(INDEX(справочно!AC:AC,MATCH(C66,справочно!AR:AR,0)),\"\")","v":"RT-A-75/250/1200-DG-U-NA"},null,null,{"$f":"IFERROR(INDEX(справочно!AA:AA,MATCH(C66,справочно!AR:AR,0)),\"\")","v":"Конвектор внутрипольный Royal Thermo ATRIUM-75/250/1200-DG-U-NA"},null,null,null,null,null,{"$f":"IFERROR(IF(VLOOKUP(E66,справочно!$AB:$AT,19,0)=\"ЗО\",\"-\",\"СО\"),\"\")","v":"СО"},{"$f":"IFERROR(VLOOKUP(E66,справочно!AB:AV,21,0),\"\")","v":369.6},{"$f":"IFERROR(VLOOKUP(E66,справочно!$AB:$AU,20,0),\"\")","v":31.755608591885441},{"$f":"IFERROR(INDEX(прайс!$1:$1048576,MATCH($E66,прайс!$C:$C,0),MATCH(\"БазоваяЦена\",прайс!$1:$1,0)),\"\")","v":21521},20444.95,{"$f":"IFERROR(INDEX(прайс!$1:$1048576,MATCH($E66,прайс!$C:$C,0),MATCH(\"БазоваяВалюта\",прайс!$1:$1,0)),\"\")","v":"RUB"},null,0]
[null,null,{"$f":"IF(ISBLANK(C66),IF(справочно!$AV$1>0,IF(ISBLANK(C66),1,IF(MAX(C$52:C66)+1>справочно!$AV$1,0,MAX(C$52:C66)+1)),\"нет подходящих моделей\"),IF($C$52=\"нет подходящих моделей\",\"\",IF((MAX(C$52:C66)+1)>справочно!$AV$1,\"\",MAX(C$52:C66)+1)))","v":16},false,{"$f":"IFERROR(INDEX(справочно!AB:AB,MATCH(C67,справочно!AR:AR,0)),\"\")","v":"НС-1477737"},null,{"$f":"IFERROR(INDEX(справочно!AC:AC,MATCH(C67,справочно!AR:AR,0)),\"\")","v":"RT-A-75/250/1400-DG-U-NA"},null,null,{"$f":"IFERROR(INDEX(справочно!AA:AA,MATCH(C67,справочно!AR:AR,0)),\"\")","v":"Конвектор внутрипольный Royal Thermo ATRIUM-75/250/1400-DG-U-NA"},null,null,null,null,null,{"$f":"IFERROR(IF(VLOOKUP(E67,справочно!$AB:$AT,19,0)=\"ЗО\",\"-\",\"СО\"),\"\")","v":"СО"},{"$f":"IFERROR(VLOOKUP(E67,справочно!AB:AV,21,0),\"\")","v":447.70000000000005},{"$f":"IFERROR(VLOOKUP(E67,справочно!$AB:$AU,20,0),\"\")","v":38.465871121718379},{"$f":"IFERROR(INDEX(прайс!$1:$1048576,MATCH($E67,прайс!$C:$C,0),MATCH(\"БазоваяЦена\",прайс!$1:$1,0)),\"\")","v":24412},23191.399999999998,{"$f":"IFERROR(INDEX(прайс!$1:$1048576,MATCH($E67,прайс!$C:$C,0),MATCH(\"БазоваяВалюта\",прайс!$1:$1,0)),\"\")","v":"RUB"},null,0]
[null,null,{"$f":"IF(ISBLANK(C67),IF(справочно!$AV$1>0,IF(ISBLANK(C67),1,IF(MAX(C$52:C67)+1>справочно!$AV$1,0,MAX(C$52:C67)+1)),\"нет подходящих моделей\"),IF($C$52=\"нет подходящих моделей\",\"\",IF((MAX(C$52:C67)+1)>справочно!$AV$1,\"\",MAX(C$52:C67)+1)))","v":17},false,{"$f":"IFERROR(INDEX(справочно!AB:AB,MATCH(C68,справочно!AR:AR,0)),\"\")","v":"НС-1477740"},null,{"$f":"IFERROR(INDEX(справочно!AC:AC,MATCH(C68,справочно!AR:AR,0)),\"\")","v":"RT-A-75/250/1600-DG-U-NA"},null,null,{"$f":"IFERROR(INDEX(справочно!AA:AA,MATCH(C68,справочно!AR:AR,0)),\"\")","v":"Конвектор внутрипольный Royal Thermo ATRIUM-75/250/1600-DG-U-NA"},null,null,null,null,null,{"$f":"IFERROR(IF(VLOOKUP(E68,справочно!$AB:$AT,19,0)=\"ЗО\",\"-\",\"СО\"),\"\")","v":"СО"},{"$f":"IFERROR(VLOOKUP(E68,справочно!AB:AV,21,0),\"\")","v":524.70000000000005},{"$f":"IFERROR(VLOOKUP(E68,справочно!$AB:$AU,20,0),\"\")","v":45.08162291169451},{"$f":"IFERROR(INDEX(прайс!$1:$1048576,MATCH($E68,прайс!$C:$C,0),MATCH(\"БазоваяЦена\",прайс!$1:$1,0)),\"\")","v":27476},26102.199999999997,{"$f":"IFERROR(INDEX(прайс!$1:$1048576,MATCH($E68,прайс!$C:$C,0),MATCH(\"БазоваяВалюта\",прайс!$1:$1,0)),\"\")","v":"RUB"},null,0]
[null,null,{"$f":"IF(ISBLANK(C68),IF(справочно!$AV$1>0,IF(ISBLANK(C68),1,IF(MAX(C$52:C68)+1>справочно!$AV$1,0,MAX(C$52:C68)+1)),\"нет подходящих моделей\"),IF($C$52=\"нет подходящих моделей\",\"\",IF((MAX(C$52:C68)+1)>справочно!$AV$1,\"\",MAX(C$52:C68)+1)))","v":18},false,{"$f":"IFERROR(INDEX(справочно!AB:AB,MATCH(C69,справочно!AR:AR,0)),\"\")","v":"НС-1477743"},null,{"$f":"IFERROR(INDEX(справочно!AC:AC,MATCH(C69,справочно!AR:AR,0)),\"\")","v":"RT-A-75/250/1800-DG-U-NA"},null,null,{"$f":"IFERROR(INDEX(справочно!AA:AA,MATCH(C69,справочно!AR:AR,0)),\"\")","v":"Конвектор внутрипольный Royal Thermo ATRIUM-75/250/1800-DG-U-NA"},null,null,null,null,null,{"$f":"IFERROR(IF(VLOOKUP(E69,справочно!$AB:$AT,19,0)=\"ЗО\",\"-\",\"СО\"),\"\")","v":"СО"},{"$f":"IFERROR(VLOOKUP(E69,справочно!AB:AV,21,0),\"\")","v":601.70000000000005},{"$f":"IFERROR(VLOOKUP(E69,справочно!$AB:$AU,20,0),\"\")","v":51.697374701670647},{"$f":"IFERROR(INDEX(прайс!$1:$1048576,MATCH($E69,прайс!$C:$C,0),MATCH(\"БазоваяЦена\",прайс!$1:$1,0)),\"\")","v":30371},28852.449999999997,{"$f":"IFERROR(INDEX(прайс!$1:$1048576,MATCH($E69,прайс!$C:$C,0),MATCH(\"БазоваяВалюта\",прайс!$1:$1,0)),\"\")","v":"RUB"},null,0]
[null,null,{"$f":"IF(ISBLANK(C69),IF(справочно!$AV$1>0,IF(ISBLANK(C69),1,IF(MAX(C$52:C69)+1>справочно!$AV$1,0,MAX(C$52:C69)+1)),\"нет подходящих моделей\"),IF($C$52=\"нет подходящих моделей\",\"\",IF((MAX(C$52:C69)+1)>справочно!$AV$1,\"\",MAX(C$52:C69)+1)))","v":19},false,{"$f":"IFERROR(INDEX(справочно!AB:AB,MATCH(C70,справочно!AR:AR,0)),\"\")","v":"НС-1477746"},null,{"$f":"IFERROR(INDEX(справочно!AC:AC,MATCH(C70,справочно!AR:AR,0)),\"\")","v":"RT-A-75/250/2000-DG-U-NA"},null,null,{"$f":"IFERROR(INDEX(справочно!AA:AA,MATCH(C70,справочно!AR:AR,0)),\"\")","v":"Конвектор внутрипольный Royal Thermo ATRIUM-75/250/2000-DG-U-NA"},null,null,null,null,null,{"$f":"IFERROR(IF(VLOOKUP(E70,справочно!$AB:$AT,19,0)=\"ЗО\",\"-\",\"СО\"),\"\")","v":"СО"},{"$f":"IFERROR(VLOOKUP(E70,справочно!AB:AV,21,0),\"\")","v":679.80000000000007},{"$f":"IFERROR(VLOOKUP(E70,справочно!$AB:$AU,20,0),\"\")","v":58.407637231503578},{"$f":"IFERROR(INDEX(прайс!$1:$1048576,MATCH($E70,прайс!$C:$C,0),MATCH(\"БазоваяЦена\",прайс!$1:$1,0)),\"\")","v":33294},31629.3,{"$f":"IFERROR(INDEX(прайс!$1:$1048576,MATCH($E70,прайс!$C:$C,0),MATCH(\"БазоваяВалюта\",прайс!$1:$1,0)),\"\")","v":"RUB"},null,0]
[null,null,{"$f":"IF(ISBLANK(C70),IF(справочно!$AV$1>0,IF(ISBLANK(C70),1,IF(MAX(C$52:C70)+1>справочно!$AV$1,0,MAX(C$52:C70)+1)),\"нет подходящих моделей\"),IF($C$52=\"нет подходящих моделей\",\"\",IF((MAX(C$52:C70)+1)>справочно!$AV$1,\"\",MAX(C$52:C70)+1)))","v":20},false,{"$f":"IFERROR(INDEX(справочно!AB:AB,MATCH(C71,справочно!AR:AR,0)),\"\")","v":"НС-1477749"},null,{"$f":"IFERROR(INDEX(справочно!AC:AC,MATCH(C71,справочно!AR:AR,0)),\"\")","v":"RT-A-75/250/2200-DG-U-NA"},null,null,{"$f":"IFERROR(INDEX(справочно!AA:AA,MATCH(C71,справочно!AR:AR,0)),\"\")","v":"Конвектор внутрипольный Royal Thermo ATRIUM-75/250/2200-DG-U-NA"},null,null,null,null,null,{"$f":"IFERROR(IF(VLOOKUP(E71,справочно!$AB:$AT,19,0)=\"ЗО\",\"-\",\"СО\"),\"\")","v":"СО"},{"$f":"IFERROR(VLOOKUP(E71,справочно!AB:AV,21,0),\"\")","v":756.80000000000007},{"$f":"IFERROR(VLOOKUP(E71,справочно!$AB:$AU,20,0),\"\")","v":65.023389021479716},{"$f":"IFERROR(INDEX(прайс!$1:$1048576,MATCH($E71,прайс!$C:$C,0),MATCH(\"БазоваяЦена\",прайс!$1:$1,0)),\"\")","v":36111},34305.449999999997,{"$f":"IFERROR(INDEX(прайс!$1:$1048576,MATCH($E71,прайс!$C:$C,0),MATCH(\"БазоваяВалюта\",прайс!$1:$1,0)),\"\")","v":"RUB"},null,0]
[null,null,{"$f":"IF(ISBLANK(C71),IF(справочно!$AV$1>0,IF(ISBLANK(C71),1,IF(MAX(C$52:C71)+1>справочно!$AV$1,0,MAX(C$52:C71)+1)),\"нет подходящих моделей\"),IF($C$52=\"нет подходящих моделей\",\"\",IF((MAX(C$52:C71)+1)>справочно!$AV$1,\"\",MAX(C$52:C71)+1)))","v":21},false,{"$f":"IFERROR(INDEX(справочно!AB:AB,MATCH(C72,справочно!AR:AR,0)),\"\")","v":"НС-1477752"},null,{"$f":"IFERROR(INDEX(справочно!AC:AC,MATCH(C72,справочно!AR:AR,0)),\"\")","v":"RT-A-75/250/2400-DG-U-NA"},null,null,{"$f":"IFERROR(INDEX(справочно!AA:AA,MATCH(C72,справочно!AR:AR,0)),\"\")","v":"Конвектор внутрипольный Royal Thermo ATRIUM-75/250/2400-DG-U-NA"},null,null,null,null,null,{"$f":"IFERROR(IF(VLOOKUP(E72,справочно!$AB:$AT,19,0)=\"ЗО\",\"-\",\"СО\"),\"\")","v":"СО"},{"$f":"IFERROR(VLOOKUP(E72,справочно!AB:AV,21,0),\"\")","v":836.00000000000011},{"$f":"IFERROR(VLOOKUP(E72,справочно!$AB:$AU,20,0),\"\")","v":71.828162291169448},{"$f":"IFERROR(INDEX(прайс!$1:$1048576,MATCH($E72,прайс!$C:$C,0),MATCH(\"БазоваяЦена\",прайс!$1:$1,0)),\"\")","v":39050},37097.5,{"$f":"IFERROR(INDEX(прайс!$1:$1048576,MATCH($E72,прайс!$C:$C,0),MATCH(\"БазоваяВалюта\",прайс!$1:$1,0)),\"\")","v":"RUB"},null,0]
[null,null,{"$f":"IF(ISBLANK(C72),IF(справочно!$AV$1>0,IF(ISBLANK(C72),1,IF(MAX(C$52:C72)+1>справочно!$AV$1,0,MAX(C$52:C72)+1)),\"нет подходящих моделей\"),IF($C$52=\"нет подходящих моделей\",\"\",IF((MAX(C$52:C72)+1)>справочно!$AV$1,\"\",MAX(C$52:C72)+1)))","v":22},false,{"$f":"IFERROR(INDEX(справочно!AB:AB,MATCH(C73,справочно!AR:AR,0)),\"\")","v":"НС-1477755"},null,{"$f":"IFERROR(INDEX(справочно!AC:AC,MATCH(C73,справочно!AR:AR,0)),\"\")","v":"RT-A-75/250/2600-DG-U-NA"},null,null,{"$f":"IFERROR(INDEX(справочно!AA:AA,MATCH(C73,справочно!AR:AR,0)),\"\")","v":"Конвектор внутрипольный Royal Thermo ATRIUM-75/250/2600-DG-U-NA"},null,null,null,null,null,{"$f":"IFERROR(IF(VLOOKUP(E73,справочно!$AB:$AT,19,0)=\"ЗО\",\"-\",\"СО\"),\"\")","v":"-"},{"$f":"IFERROR(VLOOKUP(E73,справочно!AB:AV,21,0),\"\")","v":914.1},{"$f":"IFERROR(VLOOKUP(E73,справочно!$AB:$AU,20,0),\"\")","v":78.53842482100238},{"$f":"IFERROR(INDEX(прайс!$1:$1048576,MATCH($E73,прайс!$C:$C,0),MATCH(\"БазоваяЦена\",прайс!$1:$1,0)),\"\")","v":41864},39770.799999999996,{"$f":"IFERROR(INDEX(прайс!$1:$1048576,MATCH($E73,прайс!$C:$C,0),MATCH(\"БазоваяВалюта\",прайс!$1:$1,0)),\"\")","v":"RUB"},null,0]
[null,null,{"$f":"IF(ISBLANK(C73),IF(справочно!$AV$1>0,IF(ISBLANK(C73),1,IF(MAX(C$52:C73)+1>справочно!$AV$1,0,MAX(C$52:C73)+1)),\"нет подходящих моделей\"),IF($C$52=\"нет подходящих моделей\",\"\",IF((MAX(C$52:C73)+1)>справочно!$AV$1,\"\",MAX(C$52:C73)+1)))","v":23},false,{"$f":"IFERROR(INDEX(справочно!AB:AB,MATCH(C74,справочно!AR:AR,0)),\"\")","v":"НС-1477758"},null,{"$f":"IFERROR(INDEX(справочно!AC:AC,MATCH(C74,справочно!AR:AR,0)),\"\")","v":"RT-A-75/250/2800-DG-U-NA"},null,null,{"$f":"IFERROR(INDEX(справочно!AA:AA,MATCH(C74,справочно!AR:AR,0)),\"\")","v":"Конвектор внутрипольный Royal Thermo ATRIUM-75/250/2800-DG-U-NA"},null,null,null,null,null,{"$f":"IFERROR(IF(VLOOKUP(E74,справочно!$AB:$AT,19,0)=\"ЗО\",\"-\",\"СО\"),\"\")","v":"-"},{"$f":"IFERROR(VLOOKUP(E74,справочно!AB:AV,21,0),\"\")","v":991.10000000000014},{"$f":"IFERROR(VLOOKUP(E74,справочно!$AB:$AU,20,0),\"\")","v":85.154176610978524},{"$f":"IFERROR(INDEX(прайс!$1:$1048576,MATCH($E74,прайс!$C:$C,0),MATCH(\"БазоваяЦена\",прайс!$1:$1,0)),\"\")","v":45522},43245.9,{"$f":"IFERROR(INDEX(прайс!$1:$1048576,MATCH($E74,прайс!$C:$C,0),MATCH(\"БазоваяВалюта\",прайс!$1:$1,0)),\"\")","v":"RUB"},null,0]
[null,null,{"$f":"IF(ISBLANK(C74),IF(справочно!$AV$1>0,IF(ISBLANK(C74),1,IF(MAX(C$52:C74)+1>справочно!$AV$1,0,MAX(C$52:C74)+1)),\"нет подходящих моделей\"),IF($C$52=\"нет подходящих моделей\",\"\",IF((MAX(C$52:C74)+1)>справочно!$AV$1,\"\",MAX(C$52:C74)+1)))","v":24},false,{"$f":"IFERROR(INDEX(справочно!AB:AB,MATCH(C75,справочно!AR:AR,0)),\"\")","v":"НС-1477761"},null,{"$f":"IFERROR(INDEX(справочно!AC:AC,MATCH(C75,справочно!AR:AR,0)),\"\")","v":"RT-A-75/250/3000-DG-U-NA"},null,null,{"$f":"IFERROR(INDEX(справочно!AA:AA,MATCH(C75,справочно!AR:AR,0)),\"\")","v":"Конвектор внутрипольный Royal Thermo ATRIUM-75/250/3000-DG-U-NA"},null,null,null,null,null,{"$f":"IFERROR(IF(VLOOKUP(E75,справочно!$AB:$AT,19,0)=\"ЗО\",\"-\",\"СО\"),\"\")","v":"-"},{"$f":"IFERROR(VLOOKUP(E75,справочно!AB:AV,21,0),\"\")","v":1068.1000000000001},{"$f":"IFERROR(VLOOKUP(E75,справочно!$AB:$AU,20,0),\"\")","v":91.769928400954655},{"$f":"IFERROR(INDEX(прайс!$1:$1048576,MATCH($E75,прайс!$C:$C,0),MATCH(\"БазоваяЦена\",прайс!$1:$1,0)),\"\")","v":48511},46085.45,{"$f":"IFERROR(INDEX(прайс!$1:$1048576,MATCH($E75,прайс!$C:$C,0),MATCH(\"БазоваяВалюта\",прайс!$1:$1,0)),\"\")","v":"RUB"},null,0]
[null,null,{"$f":"IF(ISBLANK(C75),IF(справочно!$AV$1>0,IF(ISBLANK(C75),1,IF(MAX(C$52:C75)+1>справочно!$AV$1,0,MAX(C$52:C75)+1)),\"нет подходящих моделей\"),IF($C$52=\"нет подходящих моделей\",\"\",IF((MAX(C$52:C75)+1)>справочно!$AV$1,\"\",MAX(C$52:C75)+1)))","v":25},false,{"$f":"IFERROR(INDEX(справочно!AB:AB,MATCH(C76,справочно!AR:AR,0)),\"\")","v":"НС-1477803"},null,{"$f":"IFERROR(INDEX(справочно!AC:AC,MATCH(C76,справочно!AR:AR,0)),\"\")","v":"RT-A-75/300/800-DG-U-NA"},null,null,{"$f":"IFERROR(INDEX(справочно!AA:AA,MATCH(C76,справочно!AR:AR,0)),\"\")","v":"Конвектор внутрипольный Royal Thermo ATRIUM-75/300/800-DG-U-NA"},null,null,null,null,null,{"$f":"IFERROR(IF(VLOOKUP(E76,справочно!$AB:$AT,19,0)=\"ЗО\",\"-\",\"СО\"),\"\")","v":"-"},{"$f":"IFERROR(VLOOKUP(E76,справочно!AB:AV,21,0),\"\")","v":258.5},{"$f":"IFERROR(VLOOKUP(E76,справочно!$AB:$AU,20,0),\"\")","v":22.210023866348447},{"$f":"IFERROR(INDEX(прайс!$1:$1048576,MATCH($E76,прайс!$C:$C,0),MATCH(\"БазоваяЦена\",прайс!$1:$1,0)),\"\")","v":16754},15916.3,{"$f":"IFERROR(INDEX(прайс!$1:$1048576,MATCH($E76,прайс!$C:$C,0),MATCH(\"БазоваяВалюта\",прайс!$1:$1,0)),\"\")","v":"RUB"},null,0]
[null,null,{"$f":"IF(ISBLANK(C76),IF(справочно!$AV$1>0,IF(ISBLANK(C76),1,IF(MAX(C$52:C76)+1>справочно!$AV$1,0,MAX(C$52:C76)+1)),\"нет подходящих моделей\"),IF($C$52=\"нет подходящих моделей\",\"\",IF((MAX(C$52:C76)+1)>справочно!$AV$1,\"\",MAX(C$52:C76)+1)))","v":26},false,{"$f":"IFERROR(INDEX(справочно!AB:AB,MATCH(C77,справочно!AR:AR,0)),\"\")","v":"НС-1477770"},null,{"$f":"IFERROR(INDEX(справочно!AC:AC,MATCH(C77,справочно!AR:AR,0)),\"\")","v":"RT-A-75/300/1000-DG-U-NA"},null,null,{"$f":"IFERROR(INDEX(справочно!AA:AA,MATCH(C77,справочно!AR:AR,0)),\"\")","v":"Конвектор внутрипольный Royal Thermo ATRIUM-75/300/1000-DG-U-NA"},null,null,null,null,null,{"$f":"IFERROR(IF(VLOOKUP(E77,справочно!$AB:$AT,19,0)=\"ЗО\",\"-\",\"СО\"),\"\")","v":"-"},{"$f":"IFERROR(VLOOKUP(E77,справочно!AB:AV,21,0),\"\")","v":350.90000000000003},{"$f":"IFERROR(VLOOKUP(E77,справочно!$AB:$AU,20,0),\"\")","v":30.148926014319812},{"$f":"IFERROR(INDEX(прайс!$1:$1048576,MATCH($E77,прайс!$C:$C,0),MATCH(\"БазоваяЦена\",прайс!$1:$1,0)),\"\")","v":19733},18746.349999999999,{"$f":"IFERROR(INDEX(прайс!$1:$1048576,MATCH($E77,прайс!$C:$C,0),MATCH(\"БазоваяВалюта\",прайс!$1:$1,0)),\"\")","v":"RUB"},null,0]
[null,null,{"$f":"IF(ISBLANK(C77),IF(справочно!$AV$1>0,IF(ISBLANK(C77),1,IF(MAX(C$52:C77)+1>справочно!$AV$1,0,MAX(C$52:C77)+1)),\"нет подходящих моделей\"),IF($C$52=\"нет подходящих моделей\",\"\",IF((MAX(C$52:C77)+1)>справочно!$AV$1,\"\",MAX(C$52:C77)+1)))","v":27},false,{"$f":"IFERROR(INDEX(справочно!AB:AB,MATCH(C78,справочно!AR:AR,0)),\"\")","v":"НС-1477773"},null,{"$f":"IFERROR(INDEX(справочно!AC:AC,MATCH(C78,справочно!AR:AR,0)),\"\")","v":"RT-A-75/300/1200-DG-U-NA"},null,null,{"$f":"IFERROR(INDEX(справочно!AA:AA,MATCH(C78,справочно!AR:AR,0)),\"\")","v":"Конвектор внутрипольный Royal Thermo ATRIUM-75/300/1200-DG-U-NA"},null,null,null,null,null,{"$f":"IFERROR(IF(VLOOKUP(E78,справочно!$AB:$AT,19,0)=\"ЗО\",\"-\",\"СО\"),\"\")","v":"-"},{"$f":"IFERROR(VLOOKUP(E78,справочно!AB:AV,21,0),\"\")","v":444.40000000000003},{"$f":"IFERROR(VLOOKUP(E78,справочно!$AB:$AU,20,0),\"\")","v":38.182338902147968},{"$f":"IFERROR(INDEX(прайс!$1:$1048576,MATCH($E78,прайс!$C:$C,0),MATCH(\"БазоваяЦена\",прайс!$1:$1,0)),\"\")","v":22774},21635.3,{"$f":"IFERROR(INDEX(прайс!$1:$1048576,MATCH($E78,прайс!$C:$C,0),MATCH(\"БазоваяВалюта\",прайс!$1:$1,0)),\"\")","v":"RUB"},null,0]
[null,null,{"$f":"IF(ISBLANK(C78),IF(справочно!$AV$1>0,IF(ISBLANK(C78),1,IF(MAX(C$52:C78)+1>справочно!$AV$1,0,MAX(C$52:C78)+1)),\"нет подходящих моделей\"),IF($C$52=\"нет подходящих моделей\",\"\",IF((MAX(C$52:C78)+1)>справочно!$AV$1,\"\",MAX(C$52:C78)+1)))","v":28},false,{"$f":"IFERROR(INDEX(справочно!AB:AB,MATCH(C79,справочно!AR:AR,0)),\"\")","v":"НС-1477776"},null,{"$f":"IFERROR(INDEX(справочно!AC:AC,MATCH(C79,справочно!AR:AR,0)),\"\")","v":"RT-A-75/300/1400-DG-U-NA"},null,null,{"$f":"IFERROR(INDEX(справочно!AA:AA,MATCH(C79,справочно!AR:AR,0)),\"\")","v":"Конвектор внутрипольный Royal Thermo ATRIUM-75/300/1400-DG-U-NA"},null,null,null,null,null,{"$f":"IFERROR(IF(VLOOKUP(E79,справочно!$AB:$AT,19,0)=\"ЗО\",\"-\",\"СО\"),\"\")","v":"-"},{"$f":"IFERROR(VLOOKUP(E79,справочно!AB:AV,21,0),\"\")","v":536.80000000000007},{"$f":"IFERROR(VLOOKUP(E79,справочно!$AB:$AU,20,0),\"\")","v":46.12124105011933},{"$f":"IFERROR(INDEX(прайс!$1:$1048576,MATCH($E79,прайс!$C:$C,0),MATCH(\"БазоваяЦена\",прайс!$1:$1,0)),\"\")","v":25859},24566.05,{"$f":"IFERROR(INDEX(прайс!$1:$1048576,MATCH($E79,прайс!$C:$C,0),MATCH(\"БазоваяВалюта\",прайс!$1:$1,0)),\"\")","v":"RUB"},null,0]
[null,null,{"$f":"IF(ISBLANK(C79),IF(справочно!$AV$1>0,IF(ISBLANK(C79),1,IF(MAX(C$52:C79)+1>справочно!$AV$1,0,MAX(C$52:C79)+1)),\"нет подходящих моделей\"),IF($C$52=\"нет подходящих моделей\",\"\",IF((MAX(C$52:C79)+1)>справочно!$AV$1,\"\",MAX(C$52:C79)+1)))","v":29},false,{"$f":"IFERROR(INDEX(справочно!AB:AB,MATCH(C80,справочно!AR:AR,0)),\"\")","v":"НС-1477779"},null,{"$f":"IFERROR(INDEX(справочно!AC:AC,MATCH(C80,справочно!AR:AR,0)),\"\")","v":"RT-A-75/300/1600-DG-U-NA"},null,null,{"$f":"IFERROR(INDEX(справочно!AA:AA,MATCH(C80,справочно!AR:AR,0)),\"\")","v":"Конвектор внутрипольный Royal Thermo ATRIUM-75/300/1600-DG-U-NA"},null,null,null,null,null,{"$f":"IFERROR(IF(VLOOKUP(E80,справочно!$AB:$AT,19,0)=\"ЗО\",\"-\",\"СО\"),\"\")","v":"-"},{"$f":"IFERROR(VLOOKUP(E80,справочно!AB:AV,21,0),\"\")","v":629.20000000000005},{"$f":"IFERROR(VLOOKUP(E80,справочно!$AB:$AU,20,0),\"\")","v":54.060143198090692},{"$f":"IFERROR(INDEX(прайс!$1:$1048576,MATCH($E80,прайс!$C:$C,0),MATCH(\"БазоваяЦена\",прайс!$1:$1,0)),\"\")","v":29122},27665.899999999998,{"$f":"IFERROR(INDEX(прайс!$1:$1048576,MATCH($E80,прайс!$C:$C,0),MATCH(\"БазоваяВалюта\",прайс!$1:$1,0)),\"\")","v":"RUB"},null,0]
[null,null,{"$f":"IF(ISBLANK(C80),IF(справочно!$AV$1>0,IF(ISBLANK(C80),1,IF(MAX(C$52:C80)+1>справочно!$AV$1,0,MAX(C$52:C80)+1)),\"нет подходящих моделей\"),IF($C$52=\"нет подходящих моделей\",\"\",IF((MAX(C$52:C80)+1)>справочно!$AV$1,\"\",MAX(C$52:C80)+1)))","v":30},false,{"$f":"IFERROR(INDEX(справочно!AB:AB,MATCH(C81,справочно!AR:AR,0)),\"\")","v":"НС-1477782"},null,{"$f":"IFERROR(INDEX(справочно!AC:AC,MATCH(C81,справочно!AR:AR,0)),\"\")","v":"RT-A-75/300/1800-DG-U-NA"},null,null,{"$f":"IFERROR(INDEX(справочно!AA:AA,MATCH(C81,справочно!AR:AR,0)),\"\")","v":"Конвектор внутрипольный Royal Thermo ATRIUM-75/300/1800-DG-U-NA"},null,null,null,null,null,{"$f":"IFERROR(IF(VLOOKUP(E81,справочно!$AB:$AT,19,0)=\"ЗО\",\"-\",\"СО\"),\"\")","v":"-"},{"$f":"IFERROR(VLOOKUP(E81,справочно!AB:AV,21,0),\"\")","v":722.7},{"$f":"IFERROR(VLOOKUP(E81,справочно!$AB:$AU,20,0),\"\")","v":62.093556085918856},{"$f":"IFERROR(INDEX(прайс!$1:$1048576,MATCH($E81,прайс!$C:$C,0),MATCH(\"БазоваяЦена\",прайс!$1:$1,0)),\"\")","v":32209},30598.55,{"$f":"IFERROR(INDEX(прайс!$1:$1048576,MATCH($E81,прайс!$C:$C,0),MATCH(\"БазоваяВалюта\",прайс!$1:$1,0)),\"\")","v":"RUB"},null,0]
[null,null,{"$f":"IF(ISBLANK(C81),IF(справочно!$AV$1>0,IF(ISBLANK(C81),1,IF(MAX(C$52:C81)+1>справочно!$AV$1,0,MAX(C$52:C81)+1)),\"нет подходящих моделей\"),IF($C$52=\"нет подходящих моделей\",\"\",IF((MAX(C$52:C81)+1)>справочно!$AV$1,\"\",MAX(C$52:C81)+1)))","v":31},false,{"$f":"IFERROR(INDEX(справочно!AB:AB,MATCH(C82,справочно!AR:AR,0)),\"\")","v":"НС-1477785"},null,{"$f":"IFERROR(INDEX(справочно!AC:AC,MATCH(C82,справочно!AR:AR,0)),\"\")","v":"RT-A-75/300/2000-DG-U-NA"},null,null,{"$f":"IFERROR(INDEX(справочно!AA:AA,MATCH(C82,справочно!AR:AR,0)),\"\")","v":"Конвектор внутрипольный Royal Thermo ATRIUM-75/300/2000-DG-U-NA"},null,null,null,null,null,{"$f":"IFERROR(IF(VLOOKUP(E82,справочно!$AB:$AT,19,0)=\"ЗО\",\"-\",\"СО\"),\"\")","v":"-"},{"$f":"IFERROR(VLOOKUP(E82,справочно!AB:AV,21,0),\"\")","v":815.1},{"$f":"IFERROR(VLOOKUP(E82,справочно!$AB:$AU,20,0),\"\")","v":70.03245823389021},{"$f":"IFERROR(INDEX(прайс!$1:$1048576,MATCH($E82,прайс!$C:$C,0),MATCH(\"БазоваяЦена\",прайс!$1:$1,0)),\"\")","v":35328},33561.599999999999,{"$f":"IFERROR(INDEX(прайс!$1:$1048576,MATCH($E82,прайс!$C:$C,0),MATCH(\"БазоваяВалюта\",прайс!$1:$1,0)),\"\")","v":"RUB"},null,0]
[null,null,{"$f":"IF(ISBLANK(C82),IF(справочно!$AV$1>0,IF(ISBLANK(C82),1,IF(MAX(C$52:C82)+1>справочно!$AV$1,0,MAX(C$52:C82)+1)),\"нет подходящих моделей\"),IF($C$52=\"нет подходящих моделей\",\"\",IF((MAX(C$52:C82)+1)>справочно!$AV$1,\"\",MAX(C$52:C82)+1)))","v":32},false,{"$f":"IFERROR(INDEX(справочно!AB:AB,MATCH(C83,справочно!AR:AR,0)),\"\")","v":"НС-1477788"},null,{"$f":"IFERROR(INDEX(справочно!AC:AC,MATCH(C83,справочно!AR:AR,0)),\"\")","v":"RT-A-75/300/2200-DG-U-NA"},null,null,{"$f":"IFERROR(INDEX(справочно!AA:AA,MATCH(C83,справочно!AR:AR,0)),\"\")","v":"Конвектор внутрипольный Royal Thermo ATRIUM-75/300/2200-DG-U-NA"},null,null,null,null,null,{"$f":"IFERROR(IF(VLOOKUP(E83,справочно!$AB:$AT,19,0)=\"ЗО\",\"-\",\"СО\"),\"\")","v":"-"},{"$f":"IFERROR(VLOOKUP(E83,справочно!AB:AV,21,0),\"\")","v":907.50000000000011},{"$f":"IFERROR(VLOOKUP(E83,справочно!$AB:$AU,20,0),\"\")","v":77.971360381861572},{"$f":"IFERROR(INDEX(прайс!$1:$1048576,MATCH($E83,прайс!$C:$C,0),MATCH(\"БазоваяЦена\",прайс!$1:$1,0)),\"\")","v":38339},36422.049999999996,{"$f":"IFERROR(INDEX(прайс!$1:$1048576,MATCH($E83,прайс!$C:$C,0),MATCH(\"БазоваяВалюта\",прайс!$1:$1,0)),\"\")","v":"RUB"},null,0]
[null,null,{"$f":"IF(ISBLANK(C83),IF(справочно!$AV$1>0,IF(ISBLANK(C83),1,IF(MAX(C$52:C83)+1>справочно!$AV$1,0,MAX(C$52:C83)+1)),\"нет подходящих моделей\"),IF($C$52=\"нет подходящих моделей\",\"\",IF((MAX(C$52:C83)+1)>справочно!$AV$1,\"\",MAX(C$52:C83)+1)))","v":33},false,{"$f":"IFERROR(INDEX(справочно!AB:AB,MATCH(C84,справочно!AR:AR,0)),\"\")","v":"НС-1477791"},null,{"$f":"IFERROR(INDEX(справочно!AC:AC,MATCH(C84,справочно!AR:AR,0)),\"\")","v":"RT-A-75/300/2400-DG-U-NA"},null,null,{"$f":"IFERROR(INDEX(справочно!AA:AA,MATCH(C84,справочно!AR:AR,0)),\"\")","v":"Конвектор внутрипольный Royal Thermo ATRIUM-75/300/2400-DG-U-NA"},null,null,null,null,null,{"$f":"IFERROR(IF(VLOOKUP(E84,справочно!$AB:$AT,19,0)=\"ЗО\",\"-\",\"СО\"),\"\")","v":"-"},{"$f":"IFERROR(VLOOKUP(E84,справочно!AB:AV,21,0),\"\")","v":1003.2},{"$f":"IFERROR(VLOOKUP(E84,справочно!$AB:$AU,20,0),\"\")","v":86.193794749403338},{"$f":"IFERROR(INDEX(прайс!$1:$1048576,MATCH($E84,прайс!$C:$C,0),MATCH(\"БазоваяЦена\",прайс!$1:$1,0)),\"\")","v":41474},39400.299999999996,{"$f":"IFERROR(INDEX(прайс!$1:$1048576,MATCH($E84,прайс!$C:$C,0),MATCH(\"БазоваяВалюта\",прайс!$1:$1,0)),\"\")","v":"RUB"},null,0]
[null,null,{"$f":"IF(ISBLANK(C84),IF(справочно!$AV$1>0,IF(ISBLANK(C84),1,IF(MAX(C$52:C84)+1>справочно!$AV$1,0,MAX(C$52:C84)+1)),\"нет подходящих моделей\"),IF($C$52=\"нет подходящих моделей\",\"\",IF((MAX(C$52:C84)+1)>справочно!$AV$1,\"\",MAX(C$52:C84)+1)))","v":34},false,{"$f":"IFERROR(INDEX(справочно!AB:AB,MATCH(C85,справочно!AR:AR,0)),\"\")","v":"НС-1477794"},null,{"$f":"IFERROR(INDEX(справочно!AC:AC,MATCH(C85,справочно!AR:AR,0)),\"\")","v":"RT-A-75/300/2600-DG-U-NA"},null,null,{"$f":"IFERROR(INDEX(справочно!AA:AA,MATCH(C85,справочно!AR:AR,0)),\"\")","v":"Конвектор внутрипольный Royal Thermo ATRIUM-75/300/2600-DG-U-NA"},null,null,null,null,null,{"$f":"IFERROR(IF(VLOOKUP(E85,справочно!$AB:$AT,19,0)=\"ЗО\",\"-\",\"СО\"),\"\")","v":"-"},{"$f":"IFERROR(VLOOKUP(E85,справочно!AB:AV,21,0),\"\")","v":1096.7},{"$f":"IFERROR(VLOOKUP(E85,справочно!$AB:$AU,20,0),\"\")","v":94.227207637231501},{"$f":"IFERROR(INDEX(прайс!$1:$1048576,MATCH($E85,прайс!$C:$C,0),MATCH(\"БазоваяЦена\",прайс!$1:$1,0)),\"\")","v":44481},42256.95,{"$f":"IFERROR(INDEX(прайс!$1:$1048576,MATCH($E85,прайс!$C:$C,0),MATCH(\"БазоваяВалюта\",прайс!$1:$1,0)),\"\")","v":"RUB"},null,0]
[null,null,{"$f":"IF(ISBLANK(C85),IF(справочно!$AV$1>0,IF(ISBLANK(C85),1,IF(MAX(C$52:C85)+1>справочно!$AV$1,0,MAX(C$52:C85)+1)),\"нет подходящих моделей\"),IF($C$52=\"нет подходящих моделей\",\"\",IF((MAX(C$52:C85)+1)>справочно!$AV$1,\"\",MAX(C$52:C85)+1)))","v":35},false,{"$f":"IFERROR(INDEX(справочно!AB:AB,MATCH(C86,справочно!AR:AR,0)),\"\")","v":"НС-1477797"},null,{"$f":"IFERROR(INDEX(справочно!AC:AC,MATCH(C86,справочно!AR:AR,0)),\"\")","v":"RT-A-75/300/2800-DG-U-NA"},null,null,{"$f":"IFERROR(INDEX(справочно!AA:AA,MATCH(C86,справочно!AR:AR,0)),\"\")","v":"Конвектор внутрипольный Royal Thermo ATRIUM-75/300/2800-DG-U-NA"},null,null,null,null,null,{"$f":"IFERROR(IF(VLOOKUP(E86,справочно!$AB:$AT,19,0)=\"ЗО\",\"-\",\"СО\"),\"\")","v":"-"},{"$f":"IFERROR(VLOOKUP(E86,справочно!AB:AV,21,0),\"\")","v":1189.1000000000001},{"$f":"IFERROR(VLOOKUP(E86,справочно!$AB:$AU,20,0),\"\")","v":102.16610978520285},{"$f":"IFERROR(INDEX(прайс!$1:$1048576,MATCH($E86,прайс!$C:$C,0),MATCH(\"БазоваяЦена\",прайс!$1:$1,0)),\"\")","v":48349},45931.549999999996,{"$f":"IFERROR(INDEX(прайс!$1:$1048576,MATCH($E86,прайс!$C:$C,0),MATCH(\"БазоваяВалюта\",прайс!$1:$1,0)),\"\")","v":"RUB"},null,0]

{"sheet":"справочно","index":1,"n_rows":1201,"n_cols":60,"rows_kept":1201,"cut":false,"hidden":true,"merged":[[3,18,3,21],[3,1,4,1],[3,2,3,5],[3,6,3,9],[3,10,3,13],[3,14,3,17]]}
[null,null,null,null,null,null,null,null,null,null,null,null,null,null,null,null,null,null,null,null,null,null,null,null,null,null,"Наименование ","Код","Артикул ",null,null,null,null,null,null,null,"Глубина","Ширина","Длина","Тип решетки","Тип рамки","Цвет решетки","Маркер","№","Мощность","ЗО","Объемный расход","Мощность точная",{"$f":"SUM(AQ2:AQ1048576)","v":240}]
[null,null,{"$f":"C3&C5","v":"75200"},{"$f":"D3&D5","v":"75250"},"75300","75400","90200","90250","90300","90400","110200","110250","110300","110400","150200","150250","150300","150400","190200","190250","190300","190400",null,"n",1.32,null,"Конвектор внутрипольный Royal Thermo ATRIUM-75/200/800-DG-U-NA","НС-1477725","RT-A-75/200/800-DG-U-NA",{"$f":"SEARCH(\"-\",AC2)","v":3},{"$f":"SEARCH(\"-\",AC2,AD2+1)","v":5},{"$f":"SEARCH(\"/\",AC2)","v":8},{"$f":"SEARCH(\"/\",AC2,AF2+1)","v":12},{"$f":"SEARCH(\"-\",AC2,AE2+1)","v":16},{"$f":"SEARCH(\"-\",AC2,AH2+1)","v":19},{"$f":"SEARCH(\"-\",AC2,AI2+1)","v":21},{"$f":"MID($AC2,AE2+1,AF2-AE2-1)*1","v":75},{"$f":"MID($AC2,AF2+1,AG2-AF2-1)*1","v":200},{"$f":"MID($AC2,AG2+1,AH2-AG2-1)*1","v":800},{"$f":"MID($AC2,AH2+1,AI2-AH2-1)","v":"DG"},{"$f":"MID($AC2,AI2+1,AJ2-AI2-1)","v":"U"},{"$f":"MID($AC2,AI2+3,LEN(AC2)-AI2-1)","v":"NA"},{"$f":"IF((IFERROR(IF(VLOOKUP(AK2,X:Y,2,0)=TRUE,1,0),0)+IFERROR(IF(VLOOKUP(AL2,X:Y,2,0)=TRUE,1,0),0)+IFERROR(IF(VLOOKUP(AN2,X:Y,2,0)=TRUE,1,0),0)+IFERROR(IF(VLOOKUP(AO2,X:Y,2,0)=TRUE,1,0),0)+IFERROR(IF(VLOOKUP(AP2,X:Y,2,0)=TRUE,1,0),0)+IF(AND(AM2>=Калькулятор!$C$14,AM2<=Калькулятор!$E$14),1,0)+IF(OR(AND(AS2>=Калькулятор!$C$11,AS2<=IF(ISBLANK(Калькулятор!$E$11),100000,Калькулятор!$E$11)),Калькулятор!$C$11&Калькулятор!$E$11=\"\"),1,0))=7,1,0)","v":1},{"$f":"SUM(AQ$2:AQ2)","v":1},{"$f":"IF(Калькулятор!$F$8<>70,ROUND(INDEX($C$6:$V$17,MATCH(AM2,$B$6:$B$17,0),MATCH(AK2&AL2,$C$2:$V$2,0))*(Калькулятор!$F$8/70)^справочно!$Y$2,0),ROUND(INDEX($C$6:$V$17,MATCH(AM2,$B$6:$B$17,0),MATCH(AK2&AL2,$C$2:$V$2,0)),0))","v":175},"ЗО",{"$f":"3.6*AV2/(4.19*(Калькулятор!$C$8-Калькулятор!$D$8))","v":15.027207637231502},{"$f":"IF(Калькулятор!$F$8<>70,INDEX($C$6:$V$17,MATCH(AM2,$B$6:$B$17,0),MATCH(AK2&AL2,$C$2:$V$2,0))*(Калькулятор!$F$8/70)^справочно!$Y$2,INDEX($C$6:$V$17,MATCH(AM2,$B$6:$B$17,0),MATCH(AK2&AL2,$C$2:$V$2,0)))","v":174.9},"AU",null,null,null,null,null,null,null,null,null,null,"U"]
[null,null,75,75,75,75,90,90,90,90,110,110,110,110,150,150,150,150,190,190,190,190,null,null,null,null,"Конвектор внутрипольный Royal Thermo ATRIUM-75/200/1000-DG-U-NA","НС-1477692","RT-A-75/200/1000-DG-U-NA",3,5,8,12,17,20,22,75,200,1000,"DG","U","NA",{"$f":"IF((IFERROR(IF(VLOOKUP(AK3,X:Y,2,0)=TRUE,1,0),0)+IFERROR(IF(VLOOKUP(AL3,X:Y,2,0)=TRUE,1,0),0)+IFERROR(IF(VLOOKUP(AN3,X:Y,2,0)=TRUE,1,0),0)+IFERROR(IF(VLOOKUP(AO3,X:Y,2,0)=TRUE,1,0),0)+IFERROR(IF(VLOOKUP(AP3,X:Y,2,0)=TRUE,1,0),0)+IF(AND(AM3>=Калькулятор!$C$14,AM3<=Калькулятор!$E$14),1,0)+IF(OR(AND(AS3>=Калькулятор!$C$11,AS3<=IF(ISBLANK(Калькулятор!$E$11),100000,Калькулятор!$E$11)),Калькулятор!$C$11&Калькулятор!$E$11=\"\"),1,0))=7,1,0)","v":1},{"$f":"SUM(AQ$2:AQ3)","v":2},{"$f":"IF(Калькулятор!$F$8<>70,ROUND(INDEX($C$6:$V$17,MATCH(AM3,$B$6:$B$17,0),MATCH(AK3&AL3,$C$2:$V$2,0))*(Калькулятор!$F$8/70)^справочно!$Y$2,0),ROUND(INDEX($C$6:$V$17,MATCH(AM3,$B$6:$B$17,0),MATCH(AK3&AL3,$C$2:$V$2,0)),0))","v":238},"-",{"$f":"3.6*AV3/(4.19*(Калькулятор!$C$8-Калькулятор!$D$8))","v":20.414319809069212},{"$f":"IF(Калькулятор!$F$8<>70,INDEX($C$6:$V$17,MATCH(AM3,$B$6:$B$17,0),MATCH(AK3&AL3,$C$2:$V$2,0))*(Калькулятор!$F$8/70)^справочно!$Y$2,INDEX($C$6:$V$17,MATCH(AM3,$B$6:$B$17,0),MATCH(AK3&AL3,$C$2:$V$2,0)))","v":237.60000000000002}]
[null,"ширина/длина, мм","Глубина 75мм",null,null,null,"Глубина 90мм",null,null,null,"Глубина 110мм",null,null,null,"Глубина 150мм",null,null,null,"Глубина 190мм",null,null,null,null,200,true,null,"Конвектор внутрипольный Royal Thermo ATRIUM-75/200/1200-DG-U-NA","НС-1477695","RT-A-75/200/1200-DG-U-NA",3,5,8,12,17,20,22,75,200,1200,"DG","U","NA",{"$f":"IF((IFERROR(IF(VLOOKUP(AK4,X:Y,2,0)=TRUE,1,0),0)+IFERROR(IF(VLOOKUP(AL4,X:Y,2,0)=TRUE,1,0),0)+IFERROR(IF(VLOOKUP(AN4,X:Y,2,0)=TRUE,1,0),0)+IFERROR(IF(VLOOKUP(AO4,X:Y,2,0)=TRUE,1,0),0)+IFERROR(IF(VLOOKUP(AP4,X:Y,2,0)=TRUE,1,0),0)+IF(AND(AM4>=Калькулятор!$C$14,AM4<=Калькулятор!$E$14),1,0)+IF(OR(AND(AS4>=Калькулятор!$C$11,AS4<=IF(ISBLANK(Калькулятор!$E$11),100000,Калькулятор!$E$11)),Калькулятор!$C$11&Калькулятор!$E$11=\"\"),1,0))=7,1,0)","v":1},{"$f":"SUM(AQ$2:AQ4)","v":3},{"$f":"IF(Калькулятор!$F$8<>70,ROUND(INDEX($C$6:$V$17,MATCH(AM4,$B$6:$B$17,0),MATCH(AK4&AL4,$C$2:$V$2,0))*(Калькулятор!$F$8/70)^справочно!$Y$2,0),ROUND(INDEX($C$6:$V$17,MATCH(AM4,$B$6:$B$17,0),MATCH(AK4&AL4,$C$2:$V$2,0)),0))","v":299},"-",{"$f":"3.6*AV4/(4.19*(Калькулятор!$C$8-Калькулятор!$D$8))","v":25.706921241050118},{"$f":"IF(Калькулятор!$F$8<>70,INDEX($C$6:$V$17,MATCH(AM4,$B$6:$B$17,0),MATCH(AK4&AL4,$C$2:$V$2,0))*(Калькулятор!$F$8/70)^справочно!$Y$2,INDEX($C$6:$V$17,MATCH(AM4,$B$6:$B$17,0),MATCH(AK4&AL4,$C$2:$V$2,0)))","v":299.20000000000005}]
[null,null,200,250,300,400,200,250,300,400,200,250,300,400,200,250,300,400,200,250,300,400,null,250,true,null,"Конвектор внутрипольный Royal Thermo ATRIUM-75/200/1400-DG-U-NA","НС-1477698","RT-A-75/200/1400-DG-U-NA",3,5,8,12,17,20,22,75,200,1400,"DG","U","NA",{"$f":"IF((IFERROR(IF(VLOOKUP(AK5,X:Y,2,0)=TRUE,1,0),0)+IFERROR(IF(VLOOKUP(AL5,X:Y,2,0)=TRUE,1,0),0)+IFERROR(IF(VLOOKUP(AN5,X:Y,2,0)=TRUE,1,0),0)+IFERROR(IF(VLOOKUP(AO5,X:Y,2,0)=TRUE,1,0),0)+IFERROR(IF(VLOOKUP(AP5,X:Y,2,0)=TRUE,1,0),0)+IF(AND(AM5>=Калькулятор!$C$14,AM5<=Калькулятор!$E$14),1,0)+IF(OR(AND(AS5>=Калькулятор!$C$11,AS5<=IF(ISBLANK(Калькулятор!$E$11),100000,Калькулятор!$E$11)),Калькулятор!$C$11&Калькулятор!$E$11=\"\"),1,0))=7,1,0)","v":1},{"$f":"SUM(AQ$2:AQ5)","v":4},{"$f":"IF(Калькулятор!$F$8<>70,ROUND(INDEX($C$6:$V$17,MATCH(AM5,$B$6:$B$17,0),MATCH(AK5&AL5,$C$2:$V$2,0))*(Калькулятор!$F$8/70)^справочно!$Y$2,0),ROUND(INDEX($C$6:$V$17,MATCH(AM5,$B$6:$B$17,0),MATCH(AK5&AL5,$C$2:$V$2,0)),0))","v":362},"-",{"$f":"3.6*AV5/(4.19*(Калькулятор!$C$8-Калькулятор!$D$8))","v":31.094033412887828},{"$f":"IF(Калькулятор!$F$8<>70,INDEX($C$6:$V$17,MATCH(AM5,$B$6:$B$17,0),MATCH(AK5&AL5,$C$2:$V$2,0))*(Калькулятор!$F$8/70)^справочно!$Y$2,INDEX($C$6:$V$17,MATCH(AM5,$B$6:$B$17,0),MATCH(AK5&AL5,$C$2:$V$2,0)))","v":361.90000000000003}]
[null,800,174.9,215.60000000000002,258.5,350.90000000000003,222.20000000000002,290.40000000000003,383.90000000000003,515.90000000000009,279.40000000000003,356.40000000000003,469.70000000000005,658.90000000000009,391.6,502.70000000000005,630.30000000000007,850.30000000000007,446.2,518.65,816.49999999999989,894.69999999999993,null,300,true,null,"Конвектор внутрипольный Royal Thermo ATRIUM-75/200/1600-DG-U-NA","НС-1477701","RT-A-75/200/1600-DG-U-NA",3,5,8,12,17,20,22,75,200,1600,"DG","U","NA",{"$f":"IF((IFERROR(IF(VLOOKUP(AK6,X:Y,2,0)=TRUE,1,0),0)+IFERROR(IF(VLOOKUP(AL6,X:Y,2,0)=TRUE,1,0),0)+IFERROR(IF(VLOOKUP(AN6,X:Y,2,0)=TRUE,1,0),0)+IFERROR(IF(VLOOKUP(AO6,X:Y,2,0)=TRUE,1,0),0)+IFERROR(IF(VLOOKUP(AP6,X:Y,2,0)=TRUE,1,0),0)+IF(AND(AM6>=Калькулятор!$C$14,AM6<=Калькулятор!$E$14),1,0)+IF(OR(AND(AS6>=Калькулятор!$C$11,AS6<=IF(ISBLANK(Калькулятор!$E$11),100000,Калькулятор!$E$11)),Калькулятор!$C$11&Калькулятор!$E$11=\"\"),1,0))=7,1,0)","v":1},{"$f":"SUM(AQ$2:AQ6)","v":5},{"$f":"IF(Калькулятор!$F$8<>70,ROUND(INDEX($C$6:$V$17,MATCH(AM6,$B$6:$B$17,0),MATCH(AK6&AL6,$C$2:$V$2,0))*(Калькулятор!$F$8/70)^справочно!$Y$2,0),ROUND(INDEX($C$6:$V$17,MATCH(AM6,$B$6:$B$17,0),MATCH(AK6&AL6,$C$2:$V$2,0)),0))","v":425},"-",{"$f":"3.6*AV6/(4.19*(Калькулятор!$C$8-Калькулятор!$D$8))","v":36.481145584725539},{"$f":"IF(Калькулятор!$F$8<>70,INDEX($C$6:$V$17,MATCH(AM6,$B$6:$B$17,0),MATCH(AK6&AL6,$C$2:$V$2,0))*(Калькулятор!$F$8/70)^справочно!$Y$2,INDEX($C$6:$V$17,MATCH(AM6,$B$6:$B$17,0),MATCH(AK6&AL6,$C$2:$V$2,0)))","v":424.6}]
[null,1000,237.60000000000002,292.60000000000002,350.90000000000003,476.3,305.8,388.3,493.90000000000003,671,383.90000000000003,475.20000000000005,605,856.90000000000009,535.70000000000005,671,811.80000000000007,1104.4000000000001,616.4,692.3,1052.25,1163.8,null,400,true,null,"Конвектор внутрипольный Royal Thermo ATRIUM-75/200/1800-DG-U-NA","НС-1477704","RT-A-75/200/1800-DG-U-NA",3,5,8,12,17,20,22,75,200,1800,"DG","U","NA",{"$f":"IF((IFERROR(IF(VLOOKUP(AK7,X:Y,2,0)=TRUE,1,0),0)+IFERROR(IF(VLOOKUP(AL7,X:Y,2,0)=TRUE,1,0),0)+IFERROR(IF(VLOOKUP(AN7,X:Y,2,0)=TRUE,1,0),0)+IFERROR(IF(VLOOKUP(AO7,X:Y,2,0)=TRUE,1,0),0)+IFERROR(IF(VLOOKUP(AP7,X:Y,2,0)=TRUE,1,0),0)+IF(AND(AM7>=Калькулятор!$C$14,AM7<=Калькулятор!$E$14),1,0)+IF(OR(AND(AS7>=Калькулятор!$C$11,AS7<=IF(ISBLANK(Калькулятор!$E$11),100000,Калькулятор!$E$11)),Калькулятор!$C$11&Калькулятор!$E$11=\"\"),1,0))=7,1,0)","v":1},{"$f":"SUM(AQ$2:AQ7)","v":6},{"$f":"IF(Калькулятор!$F$8<>70,ROUND(INDEX($C$6:$V$17,MATCH(AM7,$B$6:$B$17,0),MATCH(AK7&AL7,$C$2:$V$2,0))*(Калькулятор!$F$8/70)^справочно!$Y$2,0),ROUND(INDEX($C$6:$V$17,MATCH(AM7,$B$6:$B$17,0),MATCH(AK7&AL7,$C$2:$V$2,0)),0))","v":487},"-",{"$f":"3.6*AV7/(4.19*(Калькулятор!$C$8-Калькулятор!$D$8))","v":41.868257756563239},{"$f":"IF(Калькулятор!$F$8<>70,INDEX($C$6:$V$17,MATCH(AM7,$B$6:$B$17,0),MATCH(AK7&AL7,$C$2:$V$2,0))*(Калькулятор!$F$8/70)^справочно!$Y$2,INDEX($C$6:$V$17,MATCH(AM7,$B$6:$B$17,0),MATCH(AK7&AL7,$C$2:$V$2,0)))","v":487.3}]
[null,1200,299.20000000000005,369.6,444.40000000000003,602.80000000000007,390.50000000000006,485.1,605,826.1,489.50000000000006,595.1,741.40000000000009,1053.8000000000002,686.40000000000009,839.30000000000007,993.30000000000007,1359.6000000000001,784.3,865.94999999999993,1286.8499999999999,1432.8999999999999,null,null,null,null,"Конвектор внутрипольный Royal Thermo ATRIUM-75/200/2000-DG-U-NA","НС-1477707","RT-A-75/200/2000-DG-U-NA",3,5,8,12,17,20,22,75,200,2000,"DG","U","NA",{"$f":"IF((IFERROR(IF(VLOOKUP(AK8,X:Y,2,0)=TRUE,1,0),0)+IFERROR(IF(VLOOKUP(AL8,X:Y,2,0)=TRUE,1,0),0)+IFERROR(IF(VLOOKUP(AN8,X:Y,2,0)=TRUE,1,0),0)+IFERROR(IF(VLOOKUP(AO8,X:Y,2,0)=TRUE,1,0),0)+IFERROR(IF(VLOOKUP(AP8,X:Y,2,0)=TRUE,1,0),0)+IF(AND(AM8>=Калькулятор!$C$14,AM8<=Калькулятор!$E$14),1,0)+IF(OR(AND(AS8>=Калькулятор!$C$11,AS8<=IF(ISBLANK(Калькулятор!$E$11),100000,Калькулятор!$E$11)),Калькулятор!$C$11&Калькулятор!$E$11=\"\"),1,0))=7,1,0)","v":1},{"$f":"SUM(AQ$2:AQ8)","v":7},{"$f":"IF(Калькулятор!$F$8<>70,ROUND(INDEX($C$6:$V$17,MATCH(AM8,$B$6:$B$17,0),MATCH(AK8&AL8,$C$2:$V$2,0))*(Калькулятор!$F$8/70)^справочно!$Y$2,0),ROUND(INDEX($C$6:$V$17,MATCH(AM8,$B$6:$B$17,0),MATCH(AK8&AL8,$C$2:$V$2,0)),0))","v":550},"-",{"$f":"3.6*AV8/(4.19*(Калькулятор!$C$8-Калькулятор!$D$8))","v":47.255369928400945},{"$f":"IF(Калькулятор!$F$8<>70,INDEX($C$6:$V$17,MATCH(AM8,$B$6:$B$17,0),MATCH(AK8&AL8,$C$2:$V$2,0))*(Калькулятор!$F$8/70)^справочно!$Y$2,INDEX($C$6:$V$17,MATCH(AM8,$B$6:$B$17,0),MATCH(AK8&AL8,$C$2:$V$2,0)))","v":550}]
[null,1400,361.90000000000003,447.70000000000005,536.80000000000007,728.2,474.1,579.70000000000005,718.30000000000007,976.80000000000007,595.1,713.90000000000009,876.7,1250.7,834.90000000000009,1007.6000000000001,1175.9000000000001,1614.8000000000002,953.34999999999991,1038.4499999999998,1521.4499999999998,1699.6999999999998,null,null,null,null,"Конвектор внутрипольный Royal Thermo ATRIUM-75/200/2200-DG-U-NA","НС-1477710","RT-A-75/200/2200-DG-U-NA",3,5,8,12,17,20,22,75,200,2200,"DG","U","NA",{"$f":"IF((IFERROR(IF(VLOOKUP(AK9,X:Y,2,0)=TRUE,1,0),0)+IFERROR(IF(VLOOKUP(AL9,X:Y,2,0)=TRUE,1,0),0)+IFERROR(IF(VLOOKUP(AN9,X:Y,2,0)=TRUE,1,0),0)+IFERROR(IF(VLOOKUP(AO9,X:Y,2,0)=TRUE,1,0),0)+IFERROR(IF(VLOOKUP(AP9,X:Y,2,0)=TRUE,1,0),0)+IF(AND(AM9>=Калькулятор!$C$14,AM9<=Калькулятор!$E$14),1,0)+IF(OR(AND(AS9>=Калькулятор!$C$11,AS9<=IF(ISBLANK(Калькулятор!$E$11),100000,Калькулятор!$E$11)),Калькулятор!$C$11&Калькулятор!$E$11=\"\"),1,0))=7,1,0)","v":1},{"$f":"SUM(AQ$2:AQ9)","v":8},{"$f":"IF(Калькулятор!$F$8<>70,ROUND(INDEX($C$6:$V$17,MATCH(AM9,$B$6:$B$17,0),MATCH(AK9&AL9,$C$2:$V$2,0))*(Калькулятор!$F$8/70)^справочно!$Y$2,0),ROUND(INDEX($C$6:$V$17,MATCH(AM9,$B$6:$B$17,0),MATCH(AK9&AL9,$C$2:$V$2,0)),0))","v":613},"-",{"$f":"3.6*AV9/(4.19*(Калькулятор!$C$8-Калькулятор!$D$8))","v":52.642482100238659},{"$f":"IF(Калькулятор!$F$8<>70,INDEX($C$6:$V$17,MATCH(AM9,$B$6:$B$17,0),MATCH(AK9&AL9,$C$2:$V$2,0))*(Калькулятор!$F$8/70)^справочно!$Y$2,INDEX($C$6:$V$17,MATCH(AM9,$B$6:$B$17,0),MATCH(AK9&AL9,$C$2:$V$2,0)))","v":612.70000000000005}]
[null,1600,424.6,524.70000000000005,629.20000000000005,853.6,558.80000000000007,679.80000000000007,826.1,1135.2,700.7,833.80000000000007,1012.0000000000001,1448.7,982.30000000000007,1175.9000000000001,1356.3000000000002,1870.0000000000002,1123.55,1212.0999999999999,1758.35,1968.8,null,null,null,null,"Конвектор внутрипольный Royal Thermo ATRIUM-75/200/2400-DG-U-NA","НС-1477713","RT-A-75/200/2400-DG-U-NA",3,5,8,12,17,20,22,75,200,2400,"DG","U","NA",{"$f":"IF((IFERROR(IF(VLOOKUP(AK10,X:Y,2,0)=TRUE,1,0),0)+IFERROR(IF(VLOOKUP(AL10,X:Y,2,0)=TRUE,1,0),0)+IFERROR(IF(VLOOKUP(AN10,X:Y,2,0)=TRUE,1,0),0)+IFERROR(IF(VLOOKUP(AO10,X:Y,2,0)=TRUE,1,0),0)+IFERROR(IF(VLOOKUP(AP10,X:Y,2,0)=TRUE,1,0),0)+IF(AND(AM10>=Калькулятор!$C$14,AM10<=Калькулятор!$E$14),1,0)+IF(OR(AND(AS10>=Калькулятор!$C$11,AS10<=IF(ISBLANK(Калькулятор!$E$11),100000,Калькулятор!$E$11)),Калькулятор!$C$11&Калькулятор!$E$11=\"\"),1,0))=7,1,0)","v":1},{"$f":"SUM(AQ$2:AQ10)","v":9},{"$f":"IF(Калькулятор!$F$8<>70,ROUND(INDEX($C$6:$V$17,MATCH(AM10,$B$6:$B$17,0),MATCH(AK10&AL10,$C$2:$V$2,0))*(Калькулятор!$F$8/70)^справочно!$Y$2,0),ROUND(INDEX($C$6:$V$17,MATCH(AM10,$B$6:$B$17,0),MATCH(AK10&AL10,$C$2:$V$2,0)),0))","v":678},"-",{"$f":"3.6*AV10/(4.19*(Калькулятор!$C$8-Калькулятор!$D$8))","v":58.218615751789969},{"$f":"IF(Калькулятор!$F$8<>70,INDEX($C$6:$V$17,MATCH(AM10,$B$6:$B$17,0),MATCH(AK10&AL10,$C$2:$V$2,0))*(Калькулятор!$F$8/70)^справочно!$Y$2,INDEX($C$6:$V$17,MATCH(AM10,$B$6:$B$17,0),MATCH(AK10&AL10,$C$2:$V$2,0)))","v":677.6}]
[null,1800,487.3,601.70000000000005,722.7,980.1,642.40000000000009,777.7,936.1,1290.3000000000002,806.30000000000007,953.7,1147.3000000000002,1646.7,1129.7,1343.1000000000001,1538.9,2124.1000000000004,1291.4499999999998,1386.8999999999999,1994.1,2236.75,null,75,true,null,"Конвектор внутрипольный Royal Thermo ATRIUM-75/200/2600-DG-U-NA","НС-1477716","RT-A-75/200/2600-DG-U-NA",3,5,8,12,17,20,22,75,200,2600,"DG","U","NA",{"$f":"IF((IFERROR(IF(VLOOKUP(AK11,X:Y,2,0)=TRUE,1,0),0)+IFERROR(IF(VLOOKUP(AL11,X:Y,2,0)=TRUE,1,0),0)+IFERROR(IF(VLOOKUP(AN11,X:Y,2,0)=TRUE,1,0),0)+IFERROR(IF(VLOOKUP(AO11,X:Y,2,0)=TRUE,1,0),0)+IFERROR(IF(VLOOKUP(AP11,X:Y,2,0)=TRUE,1,0),0)+IF(AND(AM11>=Калькулятор!$C$14,AM11<=Калькулятор!$E$14),1,0)+IF(OR(AND(AS11>=Калькулятор!$C$11,AS11<=IF(ISBLANK(Калькулятор!$E$11),100000,Калькулятор!$E$11)),Калькулятор!$C$11&Калькулятор!$E$11=\"\"),1,0))=7,1,0)","v":1},{"$f":"SUM(AQ$2:AQ11)","v":10},{"$f":"IF(Калькулятор!$F$8<>70,ROUND(INDEX($C$6:$V$17,MATCH(AM11,$B$6:$B$17,0),MATCH(AK11&AL11,$C$2:$V$2,0))*(Калькулятор!$F$8/70)^справочно!$Y$2,0),ROUND(INDEX($C$6:$V$17,MATCH(AM11,$B$6:$B$17,0),MATCH(AK11&AL11,$C$2:$V$2,0)),0))","v":740},"ЗО",{"$f":"3.6*AV11/(4.19*(Калькулятор!$C$8-Калькулятор!$D$8))","v":63.605727923627683},{"$f":"IF(Калькулятор!$F$8<>70,INDEX($C$6:$V$17,MATCH(AM11,$B$6:$B$17,0),MATCH(AK11&AL11,$C$2:$V$2,0))*(Калькулятор!$F$8/70)^справочно!$Y$2,INDEX($C$6:$V$17,MATCH(AM11,$B$6:$B$17,0),MATCH(AK11&AL11,$C$2:$V$2,0)))","v":740.30000000000007},null,null,null,null,null,null,null,null,null,null,null,"F"]
[null,2000,550,679.80000000000007,815.1,1105.5,726.00000000000011,874.50000000000011,1047.2,1445.4,911.90000000000009,1072.5,1283.7,1844.7,1278.2,1512.5000000000002,1719.3000000000002,2378.2000000000003,1460.5,1560.55,2227.5499999999997,2505.85,null,90,true,null,"Конвектор внутрипольный Royal Thermo ATRIUM-75/200/2800-DG-U-NA","НС-1477719","RT-A-75/200/2800-DG-U-NA",3,5,8,12,17,20,22,75,200,2800,"DG","U","NA",{"$f":"IF((IFERROR(IF(VLOOKUP(AK12,X:Y,2,0)=TRUE,1,0),0)+IFERROR(IF(VLOOKUP(AL12,X:Y,2,0)=TRUE,1,0),0)+IFERROR(IF(VLOOKUP(AN12,X:Y,2,0)=TRUE,1,0),0)+IFERROR(IF(VLOOKUP(AO12,X:Y,2,0)=TRUE,1,0),0)+IFERROR(IF(VLOOKUP(AP12,X:Y,2,0)=TRUE,1,0),0)+IF(AND(AM12>=Калькулятор!$C$14,AM12<=Калькулятор!$E$14),1,0)+IF(OR(AND(AS12>=Калькулятор!$C$11,AS12<=IF(ISBLANK(Калькулятор!$E$11),100000,Калькулятор!$E$11)),Калькулятор!$C$11&Калькулятор!$E$11=\"\"),1,0))=7,1,0)","v":1},{"$f":"SUM(AQ$2:AQ12)","v":11},{"$f":"IF(Калькулятор!$F$8<>70,ROUND(INDEX($C$6:$V$17,MATCH(AM12,$B$6:$B$17,0),MATCH(AK12&AL12,$C$2:$V$2,0))*(Калькулятор!$F$8/70)^справочно!$Y$2,0),ROUND(INDEX($C$6:$V$17,MATCH(AM12,$B$6:$B$17,0),MATCH(AK12&AL12,$C$2:$V$2,0)),0))","v":803},"ЗО",{"$f":"3.6*AV12/(4.19*(Калькулятор!$C$8-Калькулятор!$D$8))","v":68.992840095465397},{"$f":"IF(Калькулятор!$F$8<>70,INDEX($C$6:$V$17,MATCH(AM12,$B$6:$B$17,0),MATCH(AK12&AL12,$C$2:$V$2,0))*(Калькулятор!$F$8/70)^справочно!$Y$2,INDEX($C$6:$V$17,MATCH(AM12,$B$6:$B$17,0),MATCH(AK12&AL12,$C$2:$V$2,0)))","v":803.00000000000011}]
[null,2200,612.70000000000005,756.80000000000007,907.50000000000011,1232,810.7,971.30000000000007,1157.2,1599.4,1017.5000000000001,1191.3000000000002,1419.0000000000002,2041.6000000000001,1425.6000000000001,1679.7,1901.9,2634.5,1630.6999999999998,1734.1999999999998,2463.2999999999997,2773.7999999999997,null,110,true,null,"Конвектор внутрипольный Royal Thermo ATRIUM-75/200/3000-DG-U-NA","НС-1477722","RT-A-75/200/3000-DG-U-NA",3,5,8,12,17,20,22,75,200,3000,"DG","U","NA",{"$f":"IF((IFERROR(IF(VLOOKUP(AK13,X:Y,2,0)=TRUE,1,0),0)+IFERROR(IF(VLOOKUP(AL13,X:Y,2,0)=TRUE,1,0),0)+IFERROR(IF(VLOOKUP(AN13,X:Y,2,0)=TRUE,1,0),0)+IFERROR(IF(VLOOKUP(AO13,X:Y,2,0)=TRUE,1,0),0)+IFERROR(IF(VLOOKUP(AP13,X:Y,2,0)=TRUE,1,0),0)+IF(AND(AM13>=Калькулятор!$C$14,AM13<=Калькулятор!$E$14),1,0)+IF(OR(AND(AS13>=Калькулятор!$C$11,AS13<=IF(ISBLANK(Калькулятор!$E$11),100000,Калькулятор!$E$11)),Калькулятор!$C$11&Калькулятор!$E$11=\"\"),1,0))=7,1,0)","v":1},{"$f":"SUM(AQ$2:AQ13)","v":12},{"$f":"IF(Калькулятор!$F$8<>70,ROUND(INDEX($C$6:$V$17,MATCH(AM13,$B$6:$B$17,0),MATCH(AK13&AL13,$C$2:$V$2,0))*(Калькулятор!$F$8/70)^справочно!$Y$2,0),ROUND(INDEX($C$6:$V$17,MATCH(AM13,$B$6:$B$17,0),MATCH(AK13&AL13,$C$2:$V$2,0)),0))","v":866},"ЗО",{"$f":"3.6*AV13/(4.19*(Калькулятор!$C$8-Калькулятор!$D$8))","v":74.379952267303096},{"$f":"IF(Калькулятор!$F$8<>70,INDEX($C$6:$V$17,MATCH(AM13,$B$6:$B$17,0),MATCH(AK13&AL13,$C$2:$V$2,0))*(Калькулятор!$F$8/70)^справочно!$Y$2,INDEX($C$6:$V$17,MATCH(AM13,$B$6:$B$17,0),MATCH(AK13&AL13,$C$2:$V$2,0)))","v":865.7}]
[null,2400,677.6,836.00000000000011,1003.2,1361.8000000000002,894.30000000000007,1091.2,1268.3000000000002,1754.5000000000002,1123.1000000000001,1337.6000000000001,1554.3000000000002,2238.5,1573.0000000000002,1886.5000000000002,2083.4,2888.6000000000004,1798.6,1946.9499999999998,2699.0499999999997,3041.7499999999995,null,150,true,null,"Конвектор внутрипольный Royal Thermo ATRIUM-75/250/800-DG-U-NA","НС-1477764","RT-A-75/250/800-DG-U-NA",3,5,8,12,16,19,21,75,250,800,"DG","U","NA",{"$f":"IF((IFERROR(IF(VLOOKUP(AK14,X:Y,2,0)=TRUE,1,0),0)+IFERROR(IF(VLOOKUP(AL14,X:Y,2,0)=TRUE,1,0),0)+IFERROR(IF(VLOOKUP(AN14,X:Y,2,0)=TRUE,1,0),0)+IFERROR(IF(VLOOKUP(AO14,X:Y,2,0)=TRUE,1,0),0)+IFERROR(IF(VLOOKUP(AP14,X:Y,2,0)=TRUE,1,0),0)+IF(AND(AM14>=Калькулятор!$C$14,AM14<=Калькулятор!$E$14),1,0)+IF(OR(AND(AS14>=Калькулятор!$C$11,AS14<=IF(ISBLANK(Калькулятор!$E$11),100000,Калькулятор!$E$11)),Калькулятор!$C$11&Калькулятор!$E$11=\"\"),1,0))=7,1,0)","v":1},{"$f":"SUM(AQ$2:AQ14)","v":13},{"$f":"IF(Калькулятор!$F$8<>70,ROUND(INDEX($C$6:$V$17,MATCH(AM14,$B$6:$B$17,0),MATCH(AK14&AL14,$C$2:$V$2,0))*(Калькулятор!$F$8/70)^справочно!$Y$2,0),ROUND(INDEX($C$6:$V$17,MATCH(AM14,$B$6:$B$17,0),MATCH(AK14&AL14,$C$2:$V$2,0)),0))","v":216},"ЗО",{"$f":"3.6*AV14/(4.19*(Калькулятор!$C$8-Калькулятор!$D$8))","v":18.524105011933173},{"$f":"IF(Калькулятор!$F$8<>70,INDEX($C$6:$V$17,MATCH(AM14,$B$6:$B$17,0),MATCH(AK14&AL14,$C$2:$V$2,0))*(Калькулятор!$F$8/70)^справочно!$Y$2,INDEX($C$6:$V$17,MATCH(AM14,$B$6:$B$17,0),MATCH(AK14&AL14,$C$2:$V$2,0)))","v":215.60000000000002}]
[null,2600,740.30000000000007,914.1,1096.7,1487.2,977.90000000000009,1204.5,1378.3000000000002,1909.6000000000001,1228.7,1457.5000000000002,1689.6000000000001,2436.5,1720.4,2053.7000000000003,2264.9,3142.7000000000003,1967.6499999999999,2120.6,2934.7999999999997,3310.85,null,190,true,null,"Конвектор внутрипольный Royal Thermo ATRIUM-75/250/1000-DG-U-NA","НС-1477731","RT-A-75/250/1000-DG-U-NA",3,5,8,12,17,20,22,75,250,1000,"DG","U","NA",{"$f":"IF((IFERROR(IF(VLOOKUP(AK15,X:Y,2,0)=TRUE,1,0),0)+IFERROR(IF(VLOOKUP(AL15,X:Y,2,0)=TRUE,1,0),0)+IFERROR(IF(VLOOKUP(AN15,X:Y,2,0)=TRUE,1,0),0)+IFERROR(IF(VLOOKUP(AO15,X:Y,2,0)=TRUE,1,0),0)+IFERROR(IF(VLOOKUP(AP15,X:Y,2,0)=TRUE,1,0),0)+IF(AND(AM15>=Калькулятор!$C$14,AM15<=Калькулятор!$E$14),1,0)+IF(OR(AND(AS15>=Калькулятор!$C$11,AS15<=IF(ISBLANK(Калькулятор!$E$11),100000,Калькулятор!$E$11)),Калькулятор!$C$11&Калькулятор!$E$11=\"\"),1,0))=7,1,0)","v":1},{"$f":"SUM(AQ$2:AQ15)","v":14},{"$f":"IF(Калькулятор!$F$8<>70,ROUND(INDEX($C$6:$V$17,MATCH(AM15,$B$6:$B$17,0),MATCH(AK15&AL15,$C$2:$V$2,0))*(Калькулятор!$F$8/70)^справочно!$Y$2,0),ROUND(INDEX($C$6:$V$17,MATCH(AM15,$B$6:$B$17,0),MATCH(AK15&AL15,$C$2:$V$2,0)),0))","v":293},"-",{"$f":"3.6*AV15/(4.19*(Калькулятор!$C$8-Калькулятор!$D$8))","v":25.139856801909307},{"$f":"IF(Калькулятор!$F$8<>70,INDEX($C$6:$V$17,MATCH(AM15,$B$6:$B$17,0),MATCH(AK15&AL15,$C$2:$V$2,0))*(Калькулятор!$F$8/70)^справочно!$Y$2,INDEX($C$6:$V$17,MATCH(AM15,$B$6:$B$17,0),MATCH(AK15&AL15,$C$2:$V$2,0)))","v":292.60000000000002}]
[null,2800,803.00000000000011,991.10000000000014,1189.1000000000001,1613.7,1062.6000000000001,1285.9000000000001,1489.4,2063.6000000000004,1334.3000000000002,1576.3000000000002,1824.9,2634.5,1868.9,2223.1000000000004,2446.4,3399.0000000000005,2136.6999999999998,2294.25,3169.3999999999996,3578.7999999999997,null,null,null,null,"Конвектор внутрипольный Royal Thermo ATRIUM-75/250/1200-DG-U-NA","НС-1477734","RT-A-75/250/1200-DG-U-NA",3,5,8,12,17,20,22,75,250,1200,"DG","U","NA",{"$f":"IF((IFERROR(IF(VLOOKUP(AK16,X:Y,2,0)=TRUE,1,0),0)+IFERROR(IF(VLOOKUP(AL16,X:Y,2,0)=TRUE,1,0),0)+IFERROR(IF(VLOOKUP(AN16,X:Y,2,0)=TRUE,1,0),0)+IFERROR(IF(VLOOKUP(AO16,X:Y,2,0)=TRUE,1,0),0)+IFERROR(IF(VLOOKUP(AP16,X:Y,2,0)=TRUE,1,0),0)+IF(AND(AM16>=Калькулятор!$C$14,AM16<=Калькулятор!$E$14),1,0)+IF(OR(AND(AS16>=Калькулятор!$C$11,AS16<=IF(ISBLANK(Калькулятор!$E$11),100000,Калькулятор!$E$11)),Калькулятор!$C$11&Калькулятор!$E$11=\"\"),1,0))=7,1,0)","v":1},{"$f":"SUM(AQ$2:AQ16)","v":15},{"$f":"IF(Калькулятор!$F$8<>70,ROUND(INDEX($C$6:$V$17,MATCH(AM16,$B$6:$B$17,0),MATCH(AK16&AL16,$C$2:$V$2,0))*(Калькулятор!$F$8/70)^справочно!$Y$2,0),ROUND(INDEX($C$6:$V$17,MATCH(AM16,$B$6:$B$17,0),MATCH(AK16&AL16,$C$2:$V$2,0)),0))","v":370},"-",{"$f":"3.6*AV16/(4.19*(Калькулятор!$C$8-Калькулятор!$D$8))","v":31.755608591885441},{"$f":"IF(Калькулятор!$F$8<>70,INDEX($C$6:$V$17,MATCH(AM16,$B$6:$B$17,0),MATCH(AK16&AL16,$C$2:$V$2,0))*(Калькулятор!$F$8/70)^справочно!$Y$2,INDEX($C$6:$V$17,MATCH(AM16,$B$6:$B$17,0),MATCH(AK16&AL16,$C$2:$V$2,0)))","v":369.6}]
[null,3000,865.7,1068.1000000000001,1281.5,1739.1000000000001,1146.2,1382.7,1599.4,2218.7000000000003,1439.9,1695.1000000000001,1961.3000000000002,2831.4,2016.3000000000002,2391.4,2629,3653.1000000000004,2305.75,2467.8999999999996,3405.1499999999996,3847.8999999999996,null,"DG",true,null,"Конвектор внутрипольный Royal Thermo ATRIUM-75/250/1400-DG-U-NA","НС-1477737","RT-A-75/250/1400-DG-U-NA",3,5,8,12,17,20,22,75,250,1400,"DG","U","NA",{"$f":"IF((IFERROR(IF(VLOOKUP(AK17,X:Y,2,0)=TRUE,1,0),0)+IFERROR(IF(VLOOKUP(AL17,X:Y,2,0)=TRUE,1,0),0)+IFERROR(IF(VLOOKUP(AN17,X:Y,2,0)=TRUE,1,0),0)+IFERROR(IF(VLOOKUP(AO17,X:Y,2,0)=TRUE,1,0),0)+IFERROR(IF(VLOOKUP(AP17,X:Y,2,0)=TRUE,1,0),0)+IF(AND(AM17>=Калькулятор!$C$14,AM17<=Калькулятор!$E$14),1,0)+IF(OR(AND(AS17>=Калькулятор!$C$11,AS17<=IF(ISBLANK(Калькулятор!$E$11),100000,Калькулятор!$E$11)),Калькулятор!$C$11&Калькулятор!$E$11=\"\"),1,0))=7,1,0)","v":1},{"$f":"SUM(AQ$2:AQ17)","v":16},{"$f":"IF(Калькулятор!$F$8<>70,ROUND(INDEX($C$6:$V$17,MATCH(AM17,$B$6:$B$17,0),MATCH(AK17&AL17,$C$2:$V$2,0))*(Калькулятор!$F$8/70)^справочно!$Y$2,0),ROUND(INDEX($C$6:$V$17,MATCH(AM17,$B$6:$B$17,0),MATCH(AK17&AL17,$C$2:$V$2,0)),0))","v":448},"-",{"$f":"3.6*AV17/(4.19*(Калькулятор!$C$8-Калькулятор!$D$8))","v":38.465871121718379},{"$f":"IF(Калькулятор!$F$8<>70,INDEX($C$6:$V$17,MATCH(AM17,$B$6:$B$17,0),MATCH(AK17&AL17,$C$2:$V$2,0))*(Калькулятор!$F$8/70)^справочно!$Y$2,INDEX($C$6:$V$17,MATCH(AM17,$B$6:$B$17,0),MATCH(AK17&AL17,$C$2:$V$2,0)))","v":447.70000000000005}]
[null,null,null,null,null,null,null,null,null,null,null,null,null,null,null,null,null,null,null,null,null,null,null,"LG",false,null,"Конвектор внутрипольный Royal Thermo ATRIUM-75/250/1600-DG-U-NA","НС-1477740","RT-A-75/250/1600-DG-U-NA",3,5,8,12,17,20,22,75,250,1600,"DG","U","NA",{"$f":"IF((IFERROR(IF(VLOOKUP(AK18,X:Y,2,0)=TRUE,1,0),0)+IFERROR(IF(VLOOKUP(AL18,X:Y,2,0)=TRUE,1,0),0)+IFERROR(IF(VLOOKUP(AN18,X:Y,2,0)=TRUE,1,0),0)+IFERROR(IF(VLOOKUP(AO18,X:Y,2,0)=TRUE,1,0),0)+IFERROR(IF(VLOOKUP(AP18,X:Y,2,0)=TRUE,1,0),0)+IF(AND(AM18>=Калькулятор!$C$14,AM18<=Калькулятор!$E$14),1,0)+IF(OR(AND(AS18>=Калькулятор!$C$11,AS18<=IF(ISBLANK(Калькулятор!$E$11),100000,Калькулятор!$E$11)),Калькулятор!$C$11&Калькулятор!$E$11=\"\"),1,0))=7,1,0)","v":1},{"$f":"SUM(AQ$2:AQ18)","v":17},{"$f":"IF(Калькулятор!$F$8<>70,ROUND(INDEX($C$6:$V$17,MATCH(AM18,$B$6:$B$17,0),MATCH(AK18&AL18,$C$2:$V$2,0))*(Калькулятор!$F$8/70)^справочно!$Y$2,0),ROUND(INDEX($C$6:$V$17,MATCH(AM18,$B$6:$B$17,0),MATCH(AK18&AL18,$C$2:$V$2,0)),0))","v":525},"-",{"$f":"3.6*AV18/(4.19*(Калькулятор!$C$8-Калькулятор!$D$8))","v":45.08162291169451},{"$f":"IF(Калькулятор!$F$8<>70,INDEX($C$6:$V$17,MATCH(AM18,$B$6:$B$17,0),MATCH(AK18&AL18,$C$2:$V$2,0))*(Калькулятор!$F$8/70)^справочно!$Y$2,INDEX($C$6:$V$17,MATCH(AM18,$B$6:$B$17,0),MATCH(AK18&AL18,$C$2:$V$2,0)))","v":524.70000000000005}]
[null,null,null,null,null,null,null,null,null,null,null,null,null,null,null,null,null,null,null,null,null,null,null,"RG",false,null,"Конвектор внутрипольный Royal Thermo ATRIUM-75/250/1800-DG-U-NA","НС-1477743","RT-A-75/250/1800-DG-U-NA",3,5,8,12,17,20,22,75,250,1800,"DG","U","NA",{"$f":"IF((IFERROR(IF(VLOOKUP(AK19,X:Y,2,0)=TRUE,1,0),0)+IFERROR(IF(VLOOKUP(AL19,X:Y,2,0)=TRUE,1,0),0)+IFERROR(IF(VLOOKUP(AN19,X:Y,2,0)=TRUE,1,0),0)+IFERROR(IF(VLOOKUP(AO19,X:Y,2,0)=TRUE,1,0),0)+IFERROR(IF(VLOOKUP(AP19,X:Y,2,0)=TRUE,1,0),0)+IF(AND(AM19>=Калькулятор!$C$14,AM19<=Калькулятор!$E$14),1,0)+IF(OR(AND(AS19>=Калькулятор!$C$11,AS19<=IF(ISBLANK(Калькулятор!$E$11),100000,Калькулятор!$E$11)),Калькулятор!$C$11&Калькулятор!$E$11=\"\"),1,0))=7,1,0)","v":1},{"$f":"SUM(AQ$2:AQ19)","v":18},{"$f":"IF(Калькулятор!$F$8<>70,ROUND(INDEX($C$6:$V$17,MATCH(AM19,$B$6:$B$17,0),MATCH(AK19&AL19,$C$2:$V$2,0))*(Калькулятор!$F$8/70)^справочно!$Y$2,0),ROUND(INDEX($C$6:$V$17,MATCH(AM19,$B$6:$B$17,0),MATCH(AK19&AL19,$C$2:$V$2,0)),0))","v":602},"-",{"$f":"3.6*AV19/(4.19*(Калькулятор!$C$8-Калькулятор!$D$8))","v":51.697374701670647},{"$f":"IF(Калькулятор!$F$8<>70,INDEX($C$6:$V$17,MATCH(AM19,$B$6:$B$17,0),MATCH(AK19&AL19,$C$2:$V$2,0))*(Калькулятор!$F$8/70)^справочно!$Y$2,INDEX($C$6:$V$17,MATCH(AM19,$B$6:$B$17,0),MATCH(AK19&AL19,$C$2:$V$2,0)))","v":601.70000000000005}]
[null,null,null,null,null,null,null,null,null,null,null,null,null,null,null,null,null,null,null,null,null,null,null,"NG",false,null,"Конвектор внутрипольный Royal Thermo ATRIUM-75/250/2000-DG-U-NA","НС-1477746","RT-A-75/250/2000-DG-U-NA",3,5,8,12,17,20,22,75,250,2000,"DG","U","NA",{"$f":"IF((IFERROR(IF(VLOOKUP(AK20,X:Y,2,0)=TRUE,1,0),0)+IFERROR(IF(VLOOKUP(AL20,X:Y,2,0)=TRUE,1,0),0)+IFERROR(IF(VLOOKUP(AN20,X:Y,2,0)=TRUE,1,0),0)+IFERROR(IF(VLOOKUP(AO20,X:Y,2,0)=TRUE,1,0),0)+IFERROR(IF(VLOOKUP(AP20,X:Y,2,0)=TRUE,1,0),0)+IF(AND(AM20>=Калькулятор!$C$14,AM20<=Калькулятор!$E$14),1,0)+IF(OR(AND(AS20>=Калькулятор!$C$11,AS20<=IF(ISBLANK(Калькулятор!$E$11),100000,Калькулятор!$E$11)),Калькулятор!$C$11&Калькулятор!$E$11=\"\"),1,0))=7,1,0)","v":1},{"$f":"SUM(AQ$2:AQ20)","v":19},{"$f":"IF(Калькулятор!$F$8<>70,ROUND(INDEX($C$6:$V$17,MATCH(AM20,$B$6:$B$17,0),MATCH(AK20&AL20,$C$2:$V$2,0))*(Калькулятор!$F$8/70)^справочно!$Y$2,0),ROUND(INDEX($C$6:$V$17,MATCH(AM20,$B$6:$B$17,0),MATCH(AK20&AL20,$C$2:$V$2,0)),0))","v":680},"-",{"$f":"3.6*AV20/(4.19*(Калькулятор!$C$8-Калькулятор!$D$8))","v":58.407637231503578},{"$f":"IF(Калькулятор!$F$8<>70,INDEX($C$6:$V$17,MATCH(AM20,$B$6:$B$17,0),MATCH(AK20&AL20,$C$2:$V$2,0))*(Калькулятор!$F$8/70)^справочно!$Y$2,INDEX($C$6:$V$17,MATCH(AM20,$B$6:$B$17,0),MATCH(AK20&AL20,$C$2:$V$2,0)))","v":679.80000000000007},"BL",null,null,null,null,null,null,null,null,null,null,"null"]
[null,null,null,null,null,null,null,null,null,null,null,null,null,null,null,null,null,null,null,null,null,null,null,null,null,null,"Конвектор внутрипольный Royal Thermo ATRIUM-75/250/2200-DG-U-NA","НС-1477749","RT-A-75/250/2200-DG-U-NA",3,5,8,12,17,20,22,75,250,2200,"DG","U","NA",{"$f":"IF((IFERROR(IF(VLOOKUP(AK21,X:Y,2,0)=TRUE,1,0),0)+IFERROR(IF(VLOOKUP(AL21,X:Y,2,0)=TRUE,1,0),0)+IFERROR(IF(VLOOKUP(AN21,X:Y,2,0)=TRUE,1,0),0)+IFERROR(IF(VLOOKUP(AO21,X:Y,2,0)=TRUE,1,0),0)+IFERROR(IF(VLOOKUP(AP21,X:Y,2,0)=TRUE,1,0),0)+IF(AND(AM21>=Калькулятор!$C$14,AM21<=Калькулятор!$E$14),1,0)+IF(OR(AND(AS21>=Калькулятор!$C$11,AS21<=IF(ISBLANK(Калькулятор!$E$11),100000,Калькулятор!$E$11)),Калькулятор!$C$11&Калькулятор!$E$11=\"\"),1,0))=7,1,0)","v":1},{"$f":"SUM(AQ$2:AQ21)","v":20},{"$f":"IF(Калькулятор!$F$8<>70,ROUND(INDEX($C$6:$V$17,MATCH(AM21,$B$6:$B$17,0),MATCH(AK21&AL21,$C$2:$V$2,0))*(Калькулятор!$F$8/70)^справочно!$Y$2,0),ROUND(INDEX($C$6:$V$17,MATCH(AM21,$B$6:$B$17,0),MATCH(AK21&AL21,$C$2:$V$2,0)),0))","v":757},"-",{"$f":"3.6*AV21/(4.19*(Калькулятор!$C$8-Калькулятор!$D$8))","v":65.023389021479716},{"$f":"IF(Калькулятор!$F$8<>70,INDEX($C$6:$V$17,MATCH(AM21,$B$6:$B$17,0),MATCH(AK21&AL21,$C$2:$V$2,0))*(Калькулятор!$F$8/70)^справочно!$Y$2,INDEX($C$6:$V$17,MATCH(AM21,$B$6:$B$17,0),MATCH(AK21&AL21,$C$2:$V$2,0)))","v":756.80000000000007}]
[null,null,null,null,null,null,null,null,null,null,null,null,null,null,null,null,null,null,null,null,null,null,null,"NA",true,null,"Конвектор внутрипольный Royal Thermo ATRIUM-75/250/2400-DG-U-NA","НС-1477752","RT-A-75/250/2400-DG-U-NA",3,5,8,12,17,20,22,75,250,2400,"DG","U","NA",{"$f":"IF((IFERROR(IF(VLOOKUP(AK22,X:Y,2,0)=TRUE,1,0),0)+IFERROR(IF(VLOOKUP(AL22,X:Y,2,0)=TRUE,1,0),0)+IFERROR(IF(VLOOKUP(AN22,X:Y,2,0)=TRUE,1,0),0)+IFERROR(IF(VLOOKUP(AO22,X:Y,2,0)=TRUE,1,0),0)+IFERROR(IF(VLOOKUP(AP22,X:Y,2,0)=TRUE,1,0),0)+IF(AND(AM22>=Калькулятор!$C$14,AM22<=Калькулятор!$E$14),1,0)+IF(OR(AND(AS22>=Калькулятор!$C$11,AS22<=IF(ISBLANK(Калькулятор!$E$11),100000,Калькулятор!$E$11)),Калькулятор!$C$11&Калькулятор!$E$11=\"\"),1,0))=7,1,0)","v":1},{"$f":"SUM(AQ$2:AQ22)","v":21},{"$f":"IF(Калькулятор!$F$8<>70,ROUND(INDEX($C$6:$V$17,MATCH(AM22,$B$6:$B$17,0),MATCH(AK22&AL22,$C$2:$V$2,0))*(Калькулятор!$F$8/70)^справочно!$Y$2,0),ROUND(INDEX($C$6:$V$17,MATCH(AM22,$B$6:$B$17,0),MATCH(AK22&AL22,$C$2:$V$2,0)),0))","v":836},"-",{"$f":"3.6*AV22/(4.19*(Калькулятор!$C$8-Калькулятор!$D$8))","v":71.828162291169448},{"$f":"IF(Калькулятор!$F$8<>70,INDEX($C$6:$V$17,MATCH(AM22,$B$6:$B$17,0),MATCH(AK22&AL22,$C$2:$V$2,0))*(Калькулятор!$F$8/70)^справочно!$Y$2,INDEX($C$6:$V$17,MATCH(AM22,$B$6:$B$17,0),MATCH(AK22&AL22,$C$2:$V$2,0)))","v":836.00000000000011}]
[null,null,null,null,null,null,null,null,null,null,null,null,null,null,null,null,null,null,null,null,null,null,null,"BL",false,null,"Конвектор внутрипольный Royal Thermo ATRIUM-75/250/2600-DG-U-NA","НС-1477755","RT-A-75/250/2600-DG-U-NA",3,5,8,12,17,20,22,75,250,2600,"DG","U","NA",{"$f":"IF((IFERROR(IF(VLOOKUP(AK23,X:Y,2,0)=TRUE,1,0),0)+IFERROR(IF(VLOOKUP(AL23,X:Y,2,0)=TRUE,1,0),0)+IFERROR(IF(VLOOKUP(AN23,X:Y,2,0)=TRUE,1,0),0)+IFERROR(IF(VLOOKUP(AO23,X:Y,2,0)=TRUE,1,0),0)+IFERROR(IF(VLOOKUP(AP23,X:Y,2,0)=TRUE,1,0),0)+IF(AND(AM23>=Калькулятор!$C$14,AM23<=Калькулятор!$E$14),1,0)+IF(OR(AND(AS23>=Калькулятор!$C$11,AS23<=IF(ISBLANK(Калькулятор!$E$11),100000,Калькулятор!$E$11)),Калькулятор!$C$11&Калькулятор!$E$11=\"\"),1,0))=7,1,0)","v":1},{"$f":"SUM(AQ$2:AQ23)","v":22},{"$f":"IF(Калькулятор!$F$8<>70,ROUND(INDEX($C$6:$V$17,MATCH(AM23,$B$6:$B$17,0),MATCH(AK23&AL23,$C$2:$V$2,0))*(Калькулятор!$F$8/70)^справочно!$Y$2,0),ROUND(INDEX($C$6:$V$17,MATCH(AM23,$B$6:$B$17,0),MATCH(AK23&AL23,$C$2:$V$2,0)),0))","v":914},"ЗО",{"$f":"3.6*AV23/(4.19*(Калькулятор!$C$8-Калькулятор!$D$8))","v":78.53842482100238},{"$f":"IF(Калькулятор!$F$8<>70,INDEX($C$6:$V$17,MATCH(AM23,$B$6:$B$17,0),MATCH(AK23&AL23,$C$2:$V$2,0))*(Калькулятор!$F$8/70)^справочно!$Y$2,INDEX($C$6:$V$17,MATCH(AM23,$B$6:$B$17,0),MATCH(AK23&AL23,$C$2:$V$2,0)))","v":914.1}]
[null,null,null,null,null,null,null,null,null,null,null,null,null,null,null,null,null,null,null,null,null,null,null,"AU",false,null,"Конвектор внутрипольный Royal Thermo ATRIUM-75/250/2800-DG-U-NA","НС-1477758","RT-A-75/250/2800-DG-U-NA",3,5,8,12,17,20,22,75,250,2800,"DG","U","NA",{"$f":"IF((IFERROR(IF(VLOOKUP(AK24,X:Y,2,0)=TRUE,1,0),0)+IFERROR(IF(VLOOKUP(AL24,X:Y,2,0)=TRUE,1,0),0)+IFERROR(IF(VLOOKUP(AN24,X:Y,2,0)=TRUE,1,0),0)+IFERROR(IF(VLOOKUP(AO24,X:Y,2,0)=TRUE,1,0),0)+IFERROR(IF(VLOOKUP(AP24,X:Y,2,0)=TRUE,1,0),0)+IF(AND(AM24>=Калькулятор!$C$14,AM24<=Калькулятор!$E$14),1,0)+IF(OR(AND(AS24>=Калькулятор!$C$11,AS24<=IF(ISBLANK(Калькулятор!$E$11),100000,Калькулятор!$E$11)),Калькулятор!$C$11&Калькулятор!$E$11=\"\"),1,0))=7,1,0)","v":1},{"$f":"SUM(AQ$2:AQ24)","v":23},{"$f":"IF(Калькулятор!$F$8<>70,ROUND(INDEX($C$6:$V$17,MATCH(AM24,$B$6:$B$17,0),MATCH(AK24&AL24,$C$2:$V$2,0))*(Калькулятор!$F$8/70)^справочно!$Y$2,0),ROUND(INDEX($C$6:$V$17,MATCH(AM24,$B$6:$B$17,0),MATCH(AK24&AL24,$C$2:$V$2,0)),0))","v":991},"ЗО",{"$f":"3.6*AV24/(4.19*(Калькулятор!$C$8-Калькулятор!$D$8))","v":85.154176610978524},{"$f":"IF(Калькулятор!$F$8<>70,INDEX($C$6:$V$17,MATCH(AM24,$B$6:$B$17,0),MATCH(AK24&AL24,$C$2:$V$2,0))*(Калькулятор!$F$8/70)^справочно!$Y$2,INDEX($C$6:$V$17,MATCH(AM24,$B$6:$B$17,0),MATCH(AK24&AL24,$C$2:$V$2,0)))","v":991.10000000000014}]
[null,null,null,null,null,null,null,null,null,null,null,null,null,null,null,null,null,null,null,null,null,null,null,"LB",false,null,"Конвектор внутрипольный Royal Thermo ATRIUM-75/250/3000-DG-U-NA","НС-1477761","RT-A-75/250/3000-DG-U-NA",3,5,8,12,17,20,22,75,250,3000,"DG","U","NA",{"$f":"IF((IFERROR(IF(VLOOKUP(AK25,X:Y,2,0)=TRUE,1,0),0)+IFERROR(IF(VLOOKUP(AL25,X:Y,2,0)=TRUE,1,0),0)+IFERROR(IF(VLOOKUP(AN25,X:Y,2,0)=TRUE,1,0),0)+IFERROR(IF(VLOOKUP(AO25,X:Y,2,0)=TRUE,1,0),0)+IFERROR(IF(VLOOKUP(AP25,X:Y,2,0)=TRUE,1,0),0)+IF(AND(AM25>=Калькулятор!$C$14,AM25<=Калькулятор!$E$14),1,0)+IF(OR(AND(AS25>=Калькулятор!$C$11,AS25<=IF(ISBLANK(Калькулятор!$E$11),100000,Калькулятор!$E$11)),Калькулятор!$C$11&Калькулятор!$E$11=\"\"),1,0))=7,1,0)","v":1},{"$f":"SUM(AQ$2:AQ25)","v":24},{"$f":"IF(Калькулятор!$F$8<>70,ROUND(INDEX($C$6:$V$17,MATCH(AM25,$B$6:$B$17,0),MATCH(AK25&AL25,$C$2:$V$2,0))*(Калькулятор!$F$8/70)^справочно!$Y$2,0),ROUND(INDEX($C$6:$V$17,MATCH(AM25,$B$6:$B$17,0),MATCH(AK25&AL25,$C$2:$V$2,0)),0))","v":1068},"ЗО",{"$f":"3.6*AV25/(4.19*(Калькулятор!$C$8-Калькулятор!$D$8))","v":91.769928400954655},{"$f":"IF(Калькулятор!$F$8<>70,INDEX($C$6:$V$17,MATCH(AM25,$B$6:$B$17,0),MATCH(AK25&AL25,$C$2:$V$2,0))*(Калькулятор!$F$8/70)^справочно!$Y$2,INDEX($C$6:$V$17,MATCH(AM25,$B$6:$B$17,0),MATCH(AK25&AL25,$C$2:$V$2,0)))","v":1068.1000000000001}]
[null,null,null,null,null,null,null,null,null,null,null,null,null,null,null,null,null,null,null,null,null,null,null,"DB",false,null,"Конвектор внутрипольный Royal Thermo ATRIUM-75/300/800-DG-U-NA","НС-1477803","RT-A-75/300/800-DG-U-NA",3,5,8,12,16,19,21,75,300,800,"DG","U","NA",{"$f":"IF((IFERROR(IF(VLOOKUP(AK26,X:Y,2,0)=TRUE,1,0),0)+IFERROR(IF(VLOOKUP(AL26,X:Y,2,0)=TRUE,1,0),0)+IFERROR(IF(VLOOKUP(AN26,X:Y,2,0)=TRUE,1,0),0)+IFERROR(IF(VLOOKUP(AO26,X:Y,2,0)=TRUE,1,0),0)+IFERROR(IF(VLOOKUP(AP26,X:Y,2,0)=TRUE,1,0),0)+IF(AND(AM26>=Калькулятор!$C$14,AM26<=Калькулятор!$E$14),1,0)+IF(OR(AND(AS26>=Калькулятор!$C$11,AS26<=IF(ISBLANK(Калькулятор!$E$11),100000,Калькулятор!$E$11)),Калькулятор!$C$11&Калькулятор!$E$11=\"\"),1,0))=7,1,0)","v":1},{"$f":"SUM(AQ$2:AQ26)","v":25},{"$f":"IF(Калькулятор!$F$8<>70,ROUND(INDEX($C$6:$V$17,MATCH(AM26,$B$6:$B$17,0),MATCH(AK26&AL26,$C$2:$V$2,0))*(Калькулятор!$F$8/70)^справочно!$Y$2,0),ROUND(INDEX($C$6:$V$17,MATCH(AM26,$B$6:$B$17,0),MATCH(AK26&AL26,$C$2:$V$2,0)),0))","v":259},"ЗО",{"$f":"3.6*AV26/(4.19*(Калькулятор!$C$8-Калькулятор!$D$8))","v":22.210023866348447},{"$f":"IF(Калькулятор!$F$8<>70,INDEX($C$6:$V$17,MATCH(AM26,$B$6:$B$17,0),MATCH(AK26&AL26,$C$2:$V$2,0))*(Калькулятор!$F$8/70)^справочно!$Y$2,INDEX($C$6:$V$17,MATCH(AM26,$B$6:$B$17,0),MATCH(AK26&AL26,$C$2:$V$2,0)))","v":258.5}]
[null,null,null,null,null,null,null,null,null,null,null,null,null,null,null,null,null,null,null,null,null,null,null,"RAL",false,null,"Конвектор внутрипольный Royal Thermo ATRIUM-75/300/1000-DG-U-NA","НС-1477770","RT-A-75/300/1000-DG-U-NA",3,5,8,12,17,20,22,75,300,1000,"DG","U","NA",{"$f":"IF((IFERROR(IF(VLOOKUP(AK27,X:Y,2,0)=TRUE,1,0),0)+IFERROR(IF(VLOOKUP(AL27,X:Y,2,0)=TRUE,1,0),0)+IFERROR(IF(VLOOKUP(AN27,X:Y,2,0)=TRUE,1,0),0)+IFERROR(IF(VLOOKUP(AO27,X:Y,2,0)=TRUE,1,0),0)+IFERROR(IF(VLOOKUP(AP27,X:Y,2,0)=TRUE,1,0),0)+IF(AND(AM27>=Калькулятор!$C$14,AM27<=Калькулятор!$E$14),1,0)+IF(OR(AND(AS27>=Калькулятор!$C$11,AS27<=IF(ISBLANK(Калькулятор!$E$11),100000,Калькулятор!$E$11)),Калькулятор!$C$11&Калькулятор!$E$11=\"\"),1,0))=7,1,0)","v":1},{"$f":"SUM(AQ$2:AQ27)","v":26},{"$f":"IF(Калькулятор!$F$8<>70,ROUND(INDEX($C$6:$V$17,MATCH(AM27,$B$6:$B$17,0),MATCH(AK27&AL27,$C$2:$V$2,0))*(Калькулятор!$F$8/70)^справочно!$Y$2,0),ROUND(INDEX($C$6:$V$17,MATCH(AM27,$B$6:$B$17,0),MATCH(AK27&AL27,$C$2:$V$2,0)),0))","v":351},"ЗО",{"$f":"3.6*AV27/(4.19*(Калькулятор!$C$8-Калькулятор!$D$8))","v":30.148926014319812},{"$f":"IF(Калькулятор!$F$8<>70,INDEX($C$6:$V$17,MATCH(AM27,$B$6:$B$17,0),MATCH(AK27&AL27,$C$2:$V$2,0))*(Калькулятор!$F$8/70)^справочно!$Y$2,INDEX($C$6:$V$17,MATCH(AM27,$B$6:$B$17,0),MATCH(AK27&AL27,$C$2:$V$2,0)))","v":350.90000000000003}]
[null,null,null,null,null,null,null,null,null,null,null,null,null,null,null,null,null,null,null,null,null,null,null,null,null,null,"Конвектор внутрипольный Royal Thermo ATRIUM-75/300/1200-DG-U-NA","НС-1477773","RT-A-75/300/1200-DG-U-NA",3,5,8,12,17,20,22,75,300,1200,"DG","U","NA",{"$f":"IF((IFERROR(IF(VLOOKUP(AK28,X:Y,2,0)=TRUE,1,0),0)+IFERROR(IF(VLOOKUP(AL28,X:Y,2,0)=TRUE,1,0),0)+IFERROR(IF(VLOOKUP(AN28,X:Y,2,0)=TRUE,1,0),0)+IFERROR(IF(VLOOKUP(AO28,X:Y,2,0)=TRUE,1,0),0)+IFERROR(IF(VLOOKUP(AP28,X:Y,2,0)=TRUE,1,0),0)+IF(AND(AM28>=Калькулятор!$C$14,AM28<=Калькулятор!$E$14),1,0)+IF(OR(AND(AS28>=Калькулятор!$C$11,AS28<=IF(ISBLANK(Калькулятор!$E$11),100000,Калькулятор!$E$11)),Калькулятор!$C$11&Калькулятор!$E$11=\"\"),1,0))=7,1,0)","v":1},{"$f":"SUM(AQ$2:AQ28)","v":27},{"$f":"IF(Калькулятор!$F$8<>70,ROUND(INDEX($C$6:$V$17,MATCH(AM28,$B$6:$B$17,0),MATCH(AK28&AL28,$C$2:$V$2,0))*(Калькулятор!$F$8/70)^справочно!$Y$2,0),ROUND(INDEX($C$6:$V$17,MATCH(AM28,$B$6:$B$17,0),MATCH(AK28&AL28,$C$2:$V$2,0)),0))","v":444},"ЗО",{"$f":"3.6*AV28/(4.19*(Калькулятор!$C$8-Калькулятор!$D$8))","v":38.182338902147968},{"$f":"IF(Калькулятор!$F$8<>70,INDEX($C$6:$V$17,MATCH(AM28,$B$6:$B$17,0),MATCH(AK28&AL28,$C$2:$V$2,0))*(Калькулятор!$F$8/70)^справочно!$Y$2,INDEX($C$6:$V$17,MATCH(AM28,$B$6:$B$17,0),MATCH(AK28&AL28,$C$2:$V$2,0)))","v":444.40000000000003}]
[null,null,null,null,null,null,null,null,null,null,null,null,null,null,null,null,null,null,null,null,null,null,null,"F",true,null,"Конвектор внутрипольный Royal Thermo ATRIUM-75/300/1400-DG-U-NA","НС-1477776","RT-A-75/300/1400-DG-U-NA",3,5,8,12,17,20,22,75,300,1400,"DG","U","NA",{"$f":"IF((IFERROR(IF(VLOOKUP(AK29,X:Y,2,0)=TRUE,1,0),0)+IFERROR(IF(VLOOKUP(AL29,X:Y,2,0)=TRUE,1,0),0)+IFERROR(IF(VLOOKUP(AN29,X:Y,2,0)=TRUE,1,0),0)+IFERROR(IF(VLOOKUP(AO29,X:Y,2,0)=TRUE,1,0),0)+IFERROR(IF(VLOOKUP(AP29,X:Y,2,0)=TRUE,1,0),0)+IF(AND(AM29>=Калькулятор!$C$14,AM29<=Калькулятор!$E$14),1,0)+IF(OR(AND(AS29>=Калькулятор!$C$11,AS29<=IF(ISBLANK(Калькулятор!$E$11),100000,Калькулятор!$E$11)),Калькулятор!$C$11&Калькулятор!$E$11=\"\"),1,0))=7,1,0)","v":1},{"$f":"SUM(AQ$2:AQ29)","v":28},{"$f":"IF(Калькулятор!$F$8<>70,ROUND(INDEX($C$6:$V$17,MATCH(AM29,$B$6:$B$17,0),MATCH(AK29&AL29,$C$2:$V$2,0))*(Калькулятор!$F$8/70)^справочно!$Y$2,0),ROUND(INDEX($C$6:$V$17,MATCH(AM29,$B$6:$B$17,0),MATCH(AK29&AL29,$C$2:$V$2,0)),0))","v":537},"ЗО",{"$f":"3.6*AV29/(4.19*(Калькулятор!$C$8-Калькулятор!$D$8))","v":46.12124105011933},{"$f":"IF(Калькулятор!$F$8<>70,INDEX($C$6:$V$17,MATCH(AM29,$B$6:$B$17,0),MATCH(AK29&AL29,$C$2:$V$2,0))*(Калькулятор!$F$8/70)^справочно!$Y$2,INDEX($C$6:$V$17,MATCH(AM29,$B$6:$B$17,0),MATCH(AK29&AL29,$C$2:$V$2,0)))","v":536.80000000000007}]
[null,null,null,null,null,null,null,null,null,null,null,null,null,null,null,null,null,null,null,null,null,null,null,"U",true,null,"Конвектор внутрипольный Royal Thermo ATRIUM-75/300/1600-DG-U-NA","НС-1477779","RT-A-75/300/1600-DG-U-NA",3,5,8,12,17,20,22,75,300,1600,"DG","U","NA",{"$f":"IF((IFERROR(IF(VLOOKUP(AK30,X:Y,2,0)=TRUE,1,0),0)+IFERROR(IF(VLOOKUP(AL30,X:Y,2,0)=TRUE,1,0),0)+IFERROR(IF(VLOOKUP(AN30,X:Y,2,0)=TRUE,1,0),0)+IFERROR(IF(VLOOKUP(AO30,X:Y,2,0)=TRUE,1,0),0)+IFERROR(IF(VLOOKUP(AP30,X:Y,2,0)=TRUE,1,0),0)+IF(AND(AM30>=Калькулятор!$C$14,AM30<=Калькулятор!$E$14),1,0)+IF(OR(AND(AS30>=Калькулятор!$C$11,AS30<=IF(ISBLANK(Калькулятор!$E$11),100000,Калькулятор!$E$11)),Калькулятор!$C$11&Калькулятор!$E$11=\"\"),1,0))=7,1,0)","v":1},{"$f":"SUM(AQ$2:AQ30)","v":29},{"$f":"IF(Калькулятор!$F$8<>70,ROUND(INDEX($C$6:$V$17,MATCH(AM30,$B$6:$B$17,0),MATCH(AK30&AL30,$C$2:$V$2,0))*(Калькулятор!$F$8/70)^справочно!$Y$2,0),ROUND(INDEX($C$6:$V$17,MATCH(AM30,$B$6:$B$17,0),MATCH(AK30&AL30,$C$2:$V$2,0)),0))","v":629},"ЗО",{"$f":"3.6*AV30/(4.19*(Калькулятор!$C$8-Калькулятор!$D$8))","v":54.060143198090692},{"$f":"IF(Калькулятор!$F$8<>70,INDEX($C$6:$V$17,MATCH(AM30,$B$6:$B$17,0),MATCH(AK30&AL30,$C$2:$V$2,0))*(Калькулятор!$F$8/70)^справочно!$Y$2,INDEX($C$6:$V$17,MATCH(AM30,$B$6:$B$17,0),MATCH(AK30&AL30,$C$2:$V$2,0)))","v":629.20000000000005}]
[null,null,null,null,null,null,null,null,null,null,null,null,null,null,null,null,null,null,null,null,null,null,null,null,null,null,"Конвектор внутрипольный Royal Thermo ATRIUM-75/300/1800-DG-U-NA","НС-1477782","RT-A-75/300/1800-DG-U-NA",3,5,8,12,17,20,22,75,300,1800,"DG","U","NA",{"$f":"IF((IFERROR(IF(VLOOKUP(AK31,X:Y,2,0)=TRUE,1,0),0)+IFERROR(IF(VLOOKUP(AL31,X:Y,2,0)=TRUE,1,0),0)+IFERROR(IF(VLOOKUP(AN31,X:Y,2,0)=TRUE,1,0),0)+IFERROR(IF(VLOOKUP(AO31,X:Y,2,0)=TRUE,1,0),0)+IFERROR(IF(VLOOKUP(AP31,X:Y,2,0)=TRUE,1,0),0)+IF(AND(AM31>=Калькулятор!$C$14,AM31<=Калькулятор!$E$14),1,0)+IF(OR(AND(AS31>=Калькулятор!$C$11,AS31<=IF(ISBLANK(Калькулятор!$E$11),100000,Калькулятор!$E$11)),Калькулятор!$C$11&Калькулятор!$E$11=\"\"),1,0))=7,1,0)","v":1},{"$f":"SUM(AQ$2:AQ31)","v":30},{"$f":"IF(Калькулятор!$F$8<>70,ROUND(INDEX($C$6:$V$17,MATCH(AM31,$B$6:$B$17,0),MATCH(AK31&AL31,$C$2:$V$2,0))*(Калькулятор!$F$8/70)^справочно!$Y$2,0),ROUND(INDEX($C$6:$V$17,MATCH(AM31,$B$6:$B$17,0),MATCH(AK31&AL31,$C$2:$V$2,0)),0))","v":723},"ЗО",{"$f":"3.6*AV31/(4.19*(Калькулятор!$C$8-Калькулятор!$D$8))","v":62.093556085918856},{"$f":"IF(Калькулятор!$F$8<>70,INDEX($C$6:$V$17,MATCH(AM31,$B$6:$B$17,0),MATCH(AK31&AL31,$C$2:$V$2,0))*(Калькулятор!$F$8/70)^справочно!$Y$2,INDEX($C$6:$V$17,MATCH(AM31,$B$6:$B$17,0),MATCH(AK31&AL31,$C$2:$V$2,0)))","v":722.7}]
[null,null,null,null,null,null,null,null,null,null,null,null,null,null,null,null,null,null,null,null,null,null,null,"РИЦ",null,null,"Конвектор внутрипольный Royal Thermo ATRIUM-75/300/2000-DG-U-NA","НС-1477785","RT-A-75/300/2000-DG-U-NA",3,5,8,12,17,20,22,75,300,2000,"DG","U","NA",{"$f":"IF((IFERROR(IF(VLOOKUP(AK32,X:Y,2,0)=TRUE,1,0),0)+IFERROR(IF(VLOOKUP(AL32,X:Y,2,0)=TRUE,1,0),0)+IFERROR(IF(VLOOKUP(AN32,X:Y,2,0)=TRUE,1,0),0)+IFERROR(IF(VLOOKUP(AO32,X:Y,2,0)=TRUE,1,0),0)+IFERROR(IF(VLOOKUP(AP32,X:Y,2,0)=TRUE,1,0),0)+IF(AND(AM32>=Калькулятор!$C$14,AM32<=Калькулятор!$E$14),1,0)+IF(OR(AND(AS32>=Калькулятор!$C$11,AS32<=IF(ISBLANK(Калькулятор!$E$11),100000,Калькулятор!$E$11)),Калькулятор!$C$11&Калькулятор!$E$11=\"\"),1,0))=7,1,0)","v":1},{"$f":"SUM(AQ$2:AQ32)","v":31},{"$f":"IF(Калькулятор!$F$8<>70,ROUND(INDEX($C$6:$V$17,MATCH(AM32,$B$6:$B$17,0),MATCH(AK32&AL32,$C$2:$V$2,0))*(Калькулятор!$F$8/70)^справочно!$Y$2,0),ROUND(INDEX($C$6:$V$17,MATCH(AM32,$B$6:$B$17,0),MATCH(AK32&AL32,$C$2:$V$2,0)),0))","v":815},"ЗО",{"$f":"3.6*AV32/(4.19*(Калькулятор!$C$8-Калькулятор!$D$8))","v":70.03245823389021},{"$f":"IF(Калькулятор!$F$8<>70,INDEX($C$6:$V$17,MATCH(AM32,$B$6:$B$17,0),MATCH(AK32&AL32,$C$2:$V$2,0))*(Калькулятор!$F$8/70)^справочно!$Y$2,INDEX($C$6:$V$17,MATCH(AM32,$B$6:$B$17,0),MATCH(AK32&AL32,$C$2:$V$2,0)))","v":815.1}]
[null,null,null,null,null,null,null,null,null,null,null,null,null,null,null,null,null,null,null,null,null,null,null,"BIG Дилер",null,null,"Конвектор внутрипольный Royal Thermo ATRIUM-75/300/2200-DG-U-NA","НС-1477788","RT-A-75/300/2200-DG-U-NA",3,5,8,12,17,20,22,75,300,2200,"DG","U","NA",{"$f":"IF((IFERROR(IF(VLOOKUP(AK33,X:Y,2,0)=TRUE,1,0),0)+IFERROR(IF(VLOOKUP(AL33,X:Y,2,0)=TRUE,1,0),0)+IFERROR(IF(VLOOKUP(AN33,X:Y,2,0)=TRUE,1,0),0)+IFERROR(IF(VLOOKUP(AO33,X:Y,2,0)=TRUE,1,0),0)+IFERROR(IF(VLOOKUP(AP33,X:Y,2,0)=TRUE,1,0),0)+IF(AND(AM33>=Калькулятор!$C$14,AM33<=Калькулятор!$E$14),1,0)+IF(OR(AND(AS33>=Калькулятор!$C$11,AS33<=IF(ISBLANK(Калькулятор!$E$11),100000,Калькулятор!$E$11)),Калькулятор!$C$11&Калькулятор!$E$11=\"\"),1,0))=7,1,0)","v":1},{"$f":"SUM(AQ$2:AQ33)","v":32},{"$f":"IF(Калькулятор!$F$8<>70,ROUND(INDEX($C$6:$V$17,MATCH(AM33,$B$6:$B$17,0),MATCH(AK33&AL33,$C$2:$V$2,0))*(Калькулятор!$F$8/70)^справочно!$Y$2,0),ROUND(INDEX($C$6:$V$17,MATCH(AM33,$B$6:$B$17,0),MATCH(AK33&AL33,$C$2:$V$2,0)),0))","v":908},"ЗО",{"$f":"3.6*AV33/(4.19*(Калькулятор!$C$8-Калькулятор!$D$8))","v":77.971360381861572},{"$f":"IF(Калькулятор!$F$8<>70,INDEX($C$6:$V$17,MATCH(AM33,$B$6:$B$17,0),MATCH(AK33&AL33,$C$2:$V$2,0))*(Калькулятор!$F$8/70)^справочно!$Y$2,INDEX($C$6:$V$17,MATCH(AM33,$B$6:$B$17,0),MATCH(AK33&AL33,$C$2:$V$2,0)))","v":907.50000000000011}]
[null,null,null,null,null,null,null,null,null,null,null,null,null,null,null,null,null,null,null,null,null,null,null,"Базовая",null,null,"Конвектор внутрипольный Royal Thermo ATRIUM-75/300/2400-DG-U-NA","НС-1477791","RT-A-75/300/2400-DG-U-NA",3,5,8,12,17,20,22,75,300,2400,"DG","U","NA",{"$f":"IF((IFERROR(IF(VLOOKUP(AK34,X:Y,2,0)=TRUE,1,0),0)+IFERROR(IF(VLOOKUP(AL34,X:Y,2,0)=TRUE,1,0),0)+IFERROR(IF(VLOOKUP(AN34,X:Y,2,0)=TRUE,1,0),0)+IFERROR(IF(VLOOKUP(AO34,X:Y,2,0)=TRUE,1,0),0)+IFERROR(IF(VLOOKUP(AP34,X:Y,2,0)=TRUE,1,0),0)+IF(AND(AM34>=Калькулятор!$C$14,AM34<=Калькулятор!$E$14),1,0)+IF(OR(AND(AS34>=Калькулятор!$C$11,AS34<=IF(ISBLANK(Калькулятор!$E$11),100000,Калькулятор!$E$11)),Калькулятор!$C$11&Калькулятор!$E$11=\"\"),1,0))=7,1,0)","v":1},{"$f":"SUM(AQ$2:AQ34)","v":33},{"$f":"IF(Калькулятор!$F$8<>70,ROUND(INDEX($C$6:$V$17,MATCH(AM34,$B$6:$B$17,0),MATCH(AK34&AL34,$C$2:$V$2,0))*(Калькулятор!$F$8/70)^справочно!$Y$2,0),ROUND(INDEX($C$6:$V$17,MATCH(AM34,$B$6:$B$17,0),MATCH(AK34&AL34,$C$2:$V$2,0)),0))","v":1003},"ЗО",{"$f":"3.6*AV34/(4.19*(Калькулятор!$C$8-Калькулятор!$D$8))","v":86.193794749403338},{"$f":"IF(Калькулятор!$F$8<>70,INDEX($C$6:$V$17,MATCH(AM34,$B$6:$B$17,0),MATCH(AK34&AL34,$C$2:$V$2,0))*(Калькулятор!$F$8/70)^справочно!$Y$2,INDEX($C$6:$V$17,MATCH(AM34,$B$6:$B$17,0),MATCH(AK34&AL34,$C$2:$V$2,0)))","v":1003.2}]
[null,null,null,null,null,null,null,null,null,null,null,null,null,null,null,null,null,null,null,null,null,null,null,"Дилер",null,null,"Конвектор внутрипольный Royal Thermo ATRIUM-75/300/2600-DG-U-NA","НС-1477794","RT-A-75/300/2600-DG-U-NA",3,5,8,12,17,20,22,75,300,2600,"DG","U","NA",{"$f":"IF((IFERROR(IF(VLOOKUP(AK35,X:Y,2,0)=TRUE,1,0),0)+IFERROR(IF(VLOOKUP(AL35,X:Y,2,0)=TRUE,1,0),0)+IFERROR(IF(VLOOKUP(AN35,X:Y,2,0)=TRUE,1,0),0)+IFERROR(IF(VLOOKUP(AO35,X:Y,2,0)=TRUE,1,0),0)+IFERROR(IF(VLOOKUP(AP35,X:Y,2,0)=TRUE,1,0),0)+IF(AND(AM35>=Калькулятор!$C$14,AM35<=Калькулятор!$E$14),1,0)+IF(OR(AND(AS35>=Калькулятор!$C$11,AS35<=IF(ISBLANK(Калькулятор!$E$11),100000,Калькулятор!$E$11)),Калькулятор!$C$11&Калькулятор!$E$11=\"\"),1,0))=7,1,0)","v":1},{"$f":"SUM(AQ$2:AQ35)","v":34},{"$f":"IF(Калькулятор!$F$8<>70,ROUND(INDEX($C$6:$V$17,MATCH(AM35,$B$6:$B$17,0),MATCH(AK35&AL35,$C$2:$V$2,0))*(Калькулятор!$F$8/70)^справочно!$Y$2,0),ROUND(INDEX($C$6:$V$17,MATCH(AM35,$B$6:$B$17,0),MATCH(AK35&AL35,$C$2:$V$2,0)),0))","v":1097},"ЗО",{"$f":"3.6*AV35/(4.19*(Калькулятор!$C$8-Калькулятор!$D$8))","v":94.227207637231501},{"$f":"IF(Калькулятор!$F$8<>70,INDEX($C$6:$V$17,MATCH(AM35,$B$6:$B$17,0),MATCH(AK35&AL35,$C$2:$V$2,0))*(Калькулятор!$F$8/70)^справочно!$Y$2,INDEX($C$6:$V$17,MATCH(AM35,$B$6:$B$17,0),MATCH(AK35&AL35,$C$2:$V$2,0)))","v":1096.7}]
[null,null,null,null,null,null,null,null,null,null,null,null,null,null,null,null,null,null,null,null,null,null,null,"Дилер 1",null,null,"Конвектор внутрипольный Royal Thermo ATRIUM-75/300/2800-DG-U-NA","НС-1477797","RT-A-75/300/2800-DG-U-NA",3,5,8,12,17,20,22,75,300,2800,"DG","U","NA",{"$f":"IF((IFERROR(IF(VLOOKUP(AK36,X:Y,2,0)=TRUE,1,0),0)+IFERROR(IF(VLOOKUP(AL36,X:Y,2,0)=TRUE,1,0),0)+IFERROR(IF(VLOOKUP(AN36,X:Y,2,0)=TRUE,1,0),0)+IFERROR(IF(VLOOKUP(AO36,X:Y,2,0)=TRUE,1,0),0)+IFERROR(IF(VLOOKUP(AP36,X:Y,2,0)=TRUE,1,0),0)+IF(AND(AM36>=Калькулятор!$C$14,AM36<=Калькулятор!$E$14),1,0)+IF(OR(AND(AS36>=Калькулятор!$C$11,AS36<=IF(ISBLANK(Калькулятор!$E$11),100000,Калькулятор!$E$11)),Калькулятор!$C$11&Калькулятор!$E$11=\"\"),1,0))=7,1,0)","v":1},{"$f":"SUM(AQ$2:AQ36)","v":35},{"$f":"IF(Калькулятор!$F$8<>70,ROUND(INDEX($C$6:$V$17,MATCH(AM36,$B$6:$B$17,0),MATCH(AK36&AL36,$C$2:$V$2,0))*(Калькулятор!$F$8/70)^справочно!$Y$2,0),ROUND(INDEX($C$6:$V$17,MATCH(AM36,$B$6:$B$17,0),MATCH(AK36&AL36,$C$2:$V$2,0)),0))","v":1189},"ЗО",{"$f":"3.6*AV36/(4.19*(Калькулятор!$C$8-Калькулятор!$D$8))","v":102.16610978520285},{"$f":"IF(Калькулятор!$F$8<>70,INDEX($C$6:$V$17,MATCH(AM36,$B$6:$B$17,0),MATCH(AK36&AL36,$C$2:$V$2,0))*(Калькулятор!$F$8/70)^справочно!$Y$2,INDEX($C$6:$V$17,MATCH(AM36,$B$6:$B$17,0),MATCH(AK36&AL36,$C$2:$V$2,0)))","v":1189.1000000000001}]
[null,null,null,null,null,null,null,null,null,null,null,null,null,null,null,null,null,null,null,null,null,null,null,"Дилер 2",null,null,"Конвектор внутрипольный Royal Thermo ATRIUM-75/300/3000-DG-U-NA","НС-1477800","RT-A-75/300/3000-DG-U-NA",3,5,8,12,17,20,22,75,300,3000,"DG","U","NA",{"$f":"IF((IFERROR(IF(VLOOKUP(AK37,X:Y,2,0)=TRUE,1,0),0)+IFERROR(IF(VLOOKUP(AL37,X:Y,2,0)=TRUE,1,0),0)+IFERROR(IF(VLOOKUP(AN37,X:Y,2,0)=TRUE,1,0),0)+IFERROR(IF(VLOOKUP(AO37,X:Y,2,0)=TRUE,1,0),0)+IFERROR(IF(VLOOKUP(AP37,X:Y,2,0)=TRUE,1,0),0)+IF(AND(AM37>=Калькулятор!$C$14,AM37<=Калькулятор!$E$14),1,0)+IF(OR(AND(AS37>=Калькулятор!$C$11,AS37<=IF(ISBLANK(Калькулятор!$E$11),100000,Калькулятор!$E$11)),Калькулятор!$C$11&Калькулятор!$E$11=\"\"),1,0))=7,1,0)","v":1},{"$f":"SUM(AQ$2:AQ37)","v":36},{"$f":"IF(Калькулятор!$F$8<>70,ROUND(INDEX($C$6:$V$17,MATCH(AM37,$B$6:$B$17,0),MATCH(AK37&AL37,$C$2:$V$2,0))*(Калькулятор!$F$8/70)^справочно!$Y$2,0),ROUND(INDEX($C$6:$V$17,MATCH(AM37,$B$6:$B$17,0),MATCH(AK37&AL37,$C$2:$V$2,0)),0))","v":1282},"ЗО",{"$f":"3.6*AV37/(4.19*(Калькулятор!$C$8-Калькулятор!$D$8))","v":110.10501193317423},{"$f":"IF(Калькулятор!$F$8<>70,INDEX($C$6:$V$17,MATCH(AM37,$B$6:$B$17,0),MATCH(AK37&AL37,$C$2:$V$2,0))*(Калькулятор!$F$8/70)^справочно!$Y$2,INDEX($C$6:$V$17,MATCH(AM37,$B$6:$B$17,0),MATCH(AK37&AL37,$C$2:$V$2,0)))","v":1281.5}]
[null,null,null,null,null,null,null,null,null,null,null,null,null,null,null,null,null,null,null,null,null,null,null,"Дилер 3",null,null,"Конвектор внутрипольный Royal Thermo ATRIUM-75/400/800-DG-U-NA","НС-1477842","RT-A-75/400/800-DG-U-NA",3,5,8,12,16,19,21,75,400,800,"DG","U","NA",{"$f":"IF((IFERROR(IF(VLOOKUP(AK38,X:Y,2,0)=TRUE,1,0),0)+IFERROR(IF(VLOOKUP(AL38,X:Y,2,0)=TRUE,1,0),0)+IFERROR(IF(VLOOKUP(AN38,X:Y,2,0)=TRUE,1,0),0)+IFERROR(IF(VLOOKUP(AO38,X:Y,2,0)=TRUE,1,0),0)+IFERROR(IF(VLOOKUP(AP38,X:Y,2,0)=TRUE,1,0),0)+IF(AND(AM38>=Калькулятор!$C$14,AM38<=Калькулятор!$E$14),1,0)+IF(OR(AND(AS38>=Калькулятор!$C$11,AS38<=IF(ISBLANK(Калькулятор!$E$11),100000,Калькулятор!$E$11)),Калькулятор!$C$11&Калькулятор!$E$11=\"\"),1,0))=7,1,0)","v":1},{"$f":"SUM(AQ$2:AQ38)","v":37},{"$f":"IF(Калькулятор!$F$8<>70,ROUND(INDEX($C$6:$V$17,MATCH(AM38,$B$6:$B$17,0),MATCH(AK38&AL38,$C$2:$V$2,0))*(Калькулятор!$F$8/70)^справочно!$Y$2,0),ROUND(INDEX($C$6:$V$17,MATCH(AM38,$B$6:$B$17,0),MATCH(AK38&AL38,$C$2:$V$2,0)),0))","v":351},"ЗО",{"$f":"3.6*AV38/(4.19*(Калькулятор!$C$8-Калькулятор!$D$8))","v":30.148926014319812},{"$f":"IF(Калькулятор!$F$8<>70,INDEX($C$6:$V$17,MATCH(AM38,$B$6:$B$17,0),MATCH(AK38&AL38,$C$2:$V$2,0))*(Калькулятор!$F$8/70)^справочно!$Y$2,INDEX($C$6:$V$17,MATCH(AM38,$B$6:$B$17,0),MATCH(AK38&AL38,$C$2:$V$2,0)))","v":350.90000000000003},"LB"]
[null,null,null,null,null,null,null,null,null,null,null,null,null,null,null,null,null,null,null,null,null,null,null,"Дистрибьютор",null,null,"Конвектор внутрипольный Royal Thermo ATRIUM-75/400/1000-DG-U-NA","НС-1477809","RT-A-75/400/1000-DG-U-NA",3,5,8,12,17,20,22,75,400,1000,"DG","U","NA",{"$f":"IF((IFERROR(IF(VLOOKUP(AK39,X:Y,2,0)=TRUE,1,0),0)+IFERROR(IF(VLOOKUP(AL39,X:Y,2,0)=TRUE,1,0),0)+IFERROR(IF(VLOOKUP(AN39,X:Y,2,0)=TRUE,1,0),0)+IFERROR(IF(VLOOKUP(AO39,X:Y,2,0)=TRUE,1,0),0)+IFERROR(IF(VLOOKUP(AP39,X:Y,2,0)=TRUE,1,0),0)+IF(AND(AM39>=Калькулятор!$C$14,AM39<=Калькулятор!$E$14),1,0)+IF(OR(AND(AS39>=Калькулятор!$C$11,AS39<=IF(ISBLANK(Калькулятор!$E$11),100000,Калькулятор!$E$11)),Калькулятор!$C$11&Калькулятор!$E$11=\"\"),1,0))=7,1,0)","v":1},{"$f":"SUM(AQ$2:AQ39)","v":38},{"$f":"IF(Калькулятор!$F$8<>70,ROUND(INDEX($C$6:$V$17,MATCH(AM39,$B$6:$B$17,0),MATCH(AK39&AL39,$C$2:$V$2,0))*(Калькулятор!$F$8/70)^справочно!$Y$2,0),ROUND(INDEX($C$6:$V$17,MATCH(AM39,$B$6:$B$17,0),MATCH(AK39&AL39,$C$2:$V$2,0)),0))","v":476},"ЗО",{"$f":"3.6*AV39/(4.19*(Калькулятор!$C$8-Калькулятор!$D$8))","v":40.923150357995226},{"$f":"IF(Калькулятор!$F$8<>70,INDEX($C$6:$V$17,MATCH(AM39,$B$6:$B$17,0),MATCH(AK39&AL39,$C$2:$V$2,0))*(Калькулятор!$F$8/70)^справочно!$Y$2,INDEX($C$6:$V$17,MATCH(AM39,$B$6:$B$17,0),MATCH(AK39&AL39,$C$2:$V$2,0)))","v":476.3}]
[null,null,null,null,null,null,null,null,null,null,null,null,null,null,null,null,null,null,null,null,null,null,null,"Филиалы",null,null,"Конвектор внутрипольный Royal Thermo ATRIUM-75/400/1200-DG-U-NA","НС-1477812","RT-A-75/400/1200-DG-U-NA",3,5,8,12,17,20,22,75,400,1200,"DG","U","NA",{"$f":"IF((IFERROR(IF(VLOOKUP(AK40,X:Y,2,0)=TRUE,1,0),0)+IFERROR(IF(VLOOKUP(AL40,X:Y,2,0)=TRUE,1,0),0)+IFERROR(IF(VLOOKUP(AN40,X:Y,2,0)=TRUE,1,0),0)+IFERROR(IF(VLOOKUP(AO40,X:Y,2,0)=TRUE,1,0),0)+IFERROR(IF(VLOOKUP(AP40,X:Y,2,0)=TRUE,1,0),0)+IF(AND(AM40>=Калькулятор!$C$14,AM40<=Калькулятор!$E$14),1,0)+IF(OR(AND(AS40>=Калькулятор!$C$11,AS40<=IF(ISBLANK(Калькулятор!$E$11),100000,Калькулятор!$E$11)),Калькулятор!$C$11&Калькулятор!$E$11=\"\"),1,0))=7,1,0)","v":1},{"$f":"SUM(AQ$2:AQ40)","v":39},{"$f":"IF(Калькулятор!$F$8<>70,ROUND(INDEX($C$6:$V$17,MATCH(AM40,$B$6:$B$17,0),MATCH(AK40&AL40,$C$2:$V$2,0))*(Калькулятор!$F$8/70)^справочно!$Y$2,0),ROUND(INDEX($C$6:$V$17,MATCH(AM40,$B$6:$B$17,0),MATCH(AK40&AL40,$C$2:$V$2,0)),0))","v":603},"ЗО",{"$f":"3.6*AV40/(4.19*(Калькулятор!$C$8-Калькулятор!$D$8))","v":51.791885441527448},{"$f":"IF(Калькулятор!$F$8<>70,INDEX($C$6:$V$17,MATCH(AM40,$B$6:$B$17,0),MATCH(AK40&AL40,$C$2:$V$2,0))*(Калькулятор!$F$8/70)^справочно!$Y$2,INDEX($C$6:$V$17,MATCH(AM40,$B$6:$B$17,0),MATCH(AK40&AL40,$C$2:$V$2,0)))","v":602.80000000000007}]
[null,null,null,null,null,null,null,null,null,null,null,null,null,null,null,null,null,null,null,null,null,null,null,null,null,null,"Конвектор внутрипольный Royal Thermo ATRIUM-75/400/1400-DG-U-NA","НС-1477815","RT-A-75/400/1400-DG-U-NA",3,5,8,12,17,20,22,75,400,1400,"DG","U","NA",{"$f":"IF((IFERROR(IF(VLOOKUP(AK41,X:Y,2,0)=TRUE,1,0),0)+IFERROR(IF(VLOOKUP(AL41,X:Y,2,0)=TRUE,1,0),0)+IFERROR(IF(VLOOKUP(AN41,X:Y,2,0)=TRUE,1,0),0)+IFERROR(IF(VLOOKUP(AO41,X:Y,2,0)=TRUE,1,0),0)+IFERROR(IF(VLOOKUP(AP41,X:Y,2,0)=TRUE,1,0),0)+IF(AND(AM41>=Калькулятор!$C$14,AM41<=Калькулятор!$E$14),1,0)+IF(OR(AND(AS41>=Калькулятор!$C$11,AS41<=IF(ISBLANK(Калькулятор!$E$11),100000,Калькулятор!$E$11)),Калькулятор!$C$11&Калькулятор!$E$11=\"\"),1,0))=7,1,0)","v":1},{"$f":"SUM(AQ$2:AQ41)","v":40},{"$f":"IF(Калькулятор!$F$8<>70,ROUND(INDEX($C$6:$V$17,MATCH(AM41,$B$6:$B$17,0),MATCH(AK41&AL41,$C$2:$V$2,0))*(Калькулятор!$F$8/70)^справочно!$Y$2,0),ROUND(INDEX($C$6:$V$17,MATCH(AM41,$B$6:$B$17,0),MATCH(AK41&AL41,$C$2:$V$2,0)),0))","v":728},"ЗО",{"$f":"3.6*AV41/(4.19*(Калькулятор!$C$8-Калькулятор!$D$8))","v":62.566109785202869},{"$f":"IF(Калькулятор!$F$8<>70,INDEX($C$6:$V$17,MATCH(AM41,$B$6:$B$17,0),MATCH(AK41&AL41,$C$2:$V$2,0))*(Калькулятор!$F$8/70)^справочно!$Y$2,INDEX($C$6:$V$17,MATCH(AM41,$B$6:$B$17,0),MATCH(AK41&AL41,$C$2:$V$2,0)))","v":728.2}]
[null,null,null,null,null,null,null,null,null,null,null,null,null,null,null,null,null,null,null,null,null,null,null,null,null,null,"Конвектор внутрипольный Royal Thermo ATRIUM-75/400/1600-DG-U-NA","НС-1477818","RT-A-75/400/1600-DG-U-NA",3,5,8,12,17,20,22,75,400,1600,"DG","U","NA",{"$f":"IF((IFERROR(IF(VLOOKUP(AK42,X:Y,2,0)=TRUE,1,0),0)+IFERROR(IF(VLOOKUP(AL42,X:Y,2,0)=TRUE,1,0),0)+IFERROR(IF(VLOOKUP(AN42,X:Y,2,0)=TRUE,1,0),0)+IFERROR(IF(VLOOKUP(AO42,X:Y,2,0)=TRUE,1,0),0)+IFERROR(IF(VLOOKUP(AP42,X:Y,2,0)=TRUE,1,0),0)+IF(AND(AM42>=Калькулятор!$C$14,AM42<=Калькулятор!$E$14),1,0)+IF(OR(AND(AS42>=Калькулятор!$C$11,AS42<=IF(ISBLANK(Калькулятор!$E$11),100000,Калькулятор!$E$11)),Калькулятор!$C$11&Калькулятор!$E$11=\"\"),1,0))=7,1,0)","v":1},{"$f":"SUM(AQ$2:AQ42)","v":41},{"$f":"IF(Калькулятор!$F$8<>70,ROUND(INDEX($C$6:$V$17,MATCH(AM42,$B$6:$B$17,0),MATCH(AK42&AL42,$C$2:$V$2,0))*(Калькулятор!$F$8/70)^справочно!$Y$2,0),ROUND(INDEX($C$6:$V$17,MATCH(AM42,$B$6:$B$17,0),MATCH(AK42&AL42,$C$2:$V$2,0)),0))","v":854},"ЗО",{"$f":"3.6*AV42/(4.19*(Калькулятор!$C$8-Калькулятор!$D$8))","v":73.340334128878268},{"$f":"IF(Калькулятор!$F$8<>70,INDEX($C$6:$V$17,MATCH(AM42,$B$6:$B$17,0),MATCH(AK42&AL42,$C$2:$V$2,0))*(Калькулятор!$F$8/70)^справочно!$Y$2,INDEX($C$6:$V$17,MATCH(AM42,$B$6:$B$17,0),MATCH(AK42&AL42,$C$2:$V$2,0)))","v":853.6}]
[null,null,null,null,null,null,null,null,null,null,null,null,null,null,null,null,null,null,null,null,null,null,null,null,null,null,"Конвектор внутрипольный Royal Thermo ATRIUM-75/400/1800-DG-U-NA","НС-1477821","RT-A-75/400/1800-DG-U-NA",3,5,8,12,17,20,22,75,400,1800,"DG","U","NA",{"$f":"IF((IFERROR(IF(VLOOKUP(AK43,X:Y,2,0)=TRUE,1,0),0)+IFERROR(IF(VLOOKUP(AL43,X:Y,2,0)=TRUE,1,0),0)+IFERROR(IF(VLOOKUP(AN43,X:Y,2,0)=TRUE,1,0),0)+IFERROR(IF(VLOOKUP(AO43,X:Y,2,0)=TRUE,1,0),0)+IFERROR(IF(VLOOKUP(AP43,X:Y,2,0)=TRUE,1,0),0)+IF(AND(AM43>=Калькулятор!$C$14,AM43<=Калькулятор!$E$14),1,0)+IF(OR(AND(AS43>=Калькулятор!$C$11,AS43<=IF(ISBLANK(Калькулятор!$E$11),100000,Калькулятор!$E$11)),Калькулятор!$C$11&Калькулятор!$E$11=\"\"),1,0))=7,1,0)","v":1},{"$f":"SUM(AQ$2:AQ43)","v":42},{"$f":"IF(Калькулятор!$F$8<>70,ROUND(INDEX($C$6:$V$17,MATCH(AM43,$B$6:$B$17,0),MATCH(AK43&AL43,$C$2:$V$2,0))*(Калькулятор!$F$8/70)^справочно!$Y$2,0),ROUND(INDEX($C$6:$V$17,MATCH(AM43,$B$6:$B$17,0),MATCH(AK43&AL43,$C$2:$V$2,0)),0))","v":980},"ЗО",{"$f":"3.6*AV43/(4.19*(Калькулятор!$C$8-Калькулятор!$D$8))","v":84.209069212410498},{"$f":"IF(Калькулятор!$F$8<>70,INDEX($C$6:$V$17,MATCH(AM43,$B$6:$B$17,0),MATCH(AK43&AL43,$C$2:$V$2,0))*(Калькулятор!$F$8/70)^справочно!$Y$2,INDEX($C$6:$V$17,MATCH(AM43,$B$6:$B$17,0),MATCH(AK43&AL43,$C$2:$V$2,0)))","v":980.1}]
[null,null,null,null,null,null,null,null,null,null,null,null,null,null,null,null,null,null,null,null,null,null,null,null,null,null,"Конвектор внутрипольный Royal Thermo ATRIUM-75/400/2000-DG-U-NA","НС-1477824","RT-A-75/400/2000-DG-U-NA",3,5,8,12,17,20,22,75,400,2000,"DG","U","NA",{"$f":"IF((IFERROR(IF(VLOOKUP(AK44,X:Y,2,0)=TRUE,1,0),0)+IFERROR(IF(VLOOKUP(AL44,X:Y,2,0)=TRUE,1,0),0)+IFERROR(IF(VLOOKUP(AN44,X:Y,2,0)=TRUE,1,0),0)+IFERROR(IF(VLOOKUP(AO44,X:Y,2,0)=TRUE,1,0),0)+IFERROR(IF(VLOOKUP(AP44,X:Y,2,0)=TRUE,1,0),0)+IF(AND(AM44>=Калькулятор!$C$14,AM44<=Калькулятор!$E$14),1,0)+IF(OR(AND(AS44>=Калькулятор!$C$11,AS44<=IF(ISBLANK(Калькулятор!$E$11),100000,Калькулятор!$E$11)),Калькулятор!$C$11&Калькулятор!$E$11=\"\"),1,0))=7,1,0)","v":1},{"$f":"SUM(AQ$2:AQ44)","v":43},{"$f":"IF(Калькулятор!$F$8<>70,ROUND(INDEX($C$6:$V$17,MATCH(AM44,$B$6:$B$17,0),MATCH(AK44&AL44,$C$2:$V$2,0))*(Калькулятор!$F$8/70)^справочно!$Y$2,0),ROUND(INDEX($C$6:$V$17,MATCH(AM44,$B$6:$B$17,0),MATCH(AK44&AL44,$C$2:$V$2,0)),0))","v":1106},"ЗО",{"$f":"3.6*AV44/(4.19*(Калькулятор!$C$8-Калькулятор!$D$8))","v":94.983293556085911},{"$f":"IF(Калькулятор!$F$8<>70,INDEX($C$6:$V$17,MATCH(AM44,$B$6:$B$17,0),MATCH(AK44&AL44,$C$2:$V$2,0))*(Калькулятор!$F$8/70)^справочно!$Y$2,INDEX($C$6:$V$17,MATCH(AM44,$B$6:$B$17,0),MATCH(AK44&AL44,$C$2:$V$2,0)))","v":1105.5}]
[null,null,null,null,null,null,null,null,null,null,null,null,null,null,null,null,null,null,null,null,null,null,null,null,null,null,"Конвектор внутрипольный Royal Thermo ATRIUM-75/400/2200-DG-U-NA","НС-1477827","RT-A-75/400/2200-DG-U-NA",3,5,8,12,17,20,22,75,400,2200,"DG","U","NA",{"$f":"IF((IFERROR(IF(VLOOKUP(AK45,X:Y,2,0)=TRUE,1,0),0)+IFERROR(IF(VLOOKUP(AL45,X:Y,2,0)=TRUE,1,0),0)+IFERROR(IF(VLOOKUP(AN45,X:Y,2,0)=TRUE,1,0),0)+IFERROR(IF(VLOOKUP(AO45,X:Y,2,0)=TRUE,1,0),0)+IFERROR(IF(VLOOKUP(AP45,X:Y,2,0)=TRUE,1,0),0)+IF(AND(AM45>=Калькулятор!$C$14,AM45<=Калькулятор!$E$14),1,0)+IF(OR(AND(AS45>=Калькулятор!$C$11,AS45<=IF(ISBLANK(Калькулятор!$E$11),100000,Калькулятор!$E$11)),Калькулятор!$C$11&Калькулятор!$E$11=\"\"),1,0))=7,1,0)","v":1},{"$f":"SUM(AQ$2:AQ45)","v":44},{"$f":"IF(Калькулятор!$F$8<>70,ROUND(INDEX($C$6:$V$17,MATCH(AM45,$B$6:$B$17,0),MATCH(AK45&AL45,$C$2:$V$2,0))*(Калькулятор!$F$8/70)^справочно!$Y$2,0),ROUND(INDEX($C$6:$V$17,MATCH(AM45,$B$6:$B$17,0),MATCH(AK45&AL45,$C$2:$V$2,0)),0))","v":1232},"ЗО",{"$f":"3.6*AV45/(4.19*(Калькулятор!$C$8-Калькулятор!$D$8))","v":105.85202863961813},{"$f":"IF(Калькулятор!$F$8<>70,INDEX($C$6:$V$17,MATCH(AM45,$B$6:$B$17,0),MATCH(AK45&AL45,$C$2:$V$2,0))*(Калькулятор!$F$8/70)^справочно!$Y$2,INDEX($C$6:$V$17,MATCH(AM45,$B$6:$B$17,0),MATCH(AK45&AL45,$C$2:$V$2,0)))","v":1232}]
[null,null,null,null,null,null,null,null,null,null,null,null,null,null,null,null,null,null,null,null,null,null,null,null,null,null,"Конвектор внутрипольный Royal Thermo ATRIUM-75/400/2400-DG-U-NA","НС-1477830","RT-A-75/400/2400-DG-U-NA",3,5,8,12,17,20,22,75,400,2400,"DG","U","NA",{"$f":"IF((IFERROR(IF(VLOOKUP(AK46,X:Y,2,0)=TRUE,1,0),0)+IFERROR(IF(VLOOKUP(AL46,X:Y,2,0)=TRUE,1,0),0)+IFERROR(IF(VLOOKUP(AN46,X:Y,2,0)=TRUE,1,0),0)+IFERROR(IF(VLOOKUP(AO46,X:Y,2,0)=TRUE,1,0),0)+IFERROR(IF(VLOOKUP(AP46,X:Y,2,0)=TRUE,1,0),0)+IF(AND(AM46>=Калькулятор!$C$14,AM46<=Калькулятор!$E$14),1,0)+IF(OR(AND(AS46>=Калькулятор!$C$11,AS46<=IF(ISBLANK(Калькулятор!$E$11),100000,Калькулятор!$E$11)),Калькулятор!$C$11&Калькулятор!$E$11=\"\"),1,0))=7,1,0)","v":1},{"$f":"SUM(AQ$2:AQ46)","v":45},{"$f":"IF(Калькулятор!$F$8<>70,ROUND(INDEX($C$6:$V$17,MATCH(AM46,$B$6:$B$17,0),MATCH(AK46&AL46,$C$2:$V$2,0))*(Калькулятор!$F$8/70)^справочно!$Y$2,0),ROUND(INDEX($C$6:$V$17,MATCH(AM46,$B$6:$B$17,0),MATCH(AK46&AL46,$C$2:$V$2,0)),0))","v":1362},"ЗО",{"$f":"3.6*AV46/(4.19*(Калькулятор!$C$8-Калькулятор!$D$8))","v":117.00429594272076},{"$f":"IF(Калькулятор!$F$8<>70,INDEX($C$6:$V$17,MATCH(AM46,$B$6:$B$17,0),MATCH(AK46&AL46,$C$2:$V$2,0))*(Калькулятор!$F$8/70)^справочно!$Y$2,INDEX($C$6:$V$17,MATCH(AM46,$B$6:$B$17,0),MATCH(AK46&AL46,$C$2:$V$2,0)))","v":1361.8000000000002}]
[null,null,null,null,null,null,null,null,null,null,null,null,null,null,null,null,null,null,null,null,null,null,null,null,null,null,"Конвектор внутрипольный Royal Thermo ATRIUM-75/400/2600-DG-U-NA","НС-1477833","RT-A-75/400/2600-DG-U-NA",3,5,8,12,17,20,22,75,400,2600,"DG","U","NA",{"$f":"IF((IFERROR(IF(VLOOKUP(AK47,X:Y,2,0)=TRUE,1,0),0)+IFERROR(IF(VLOOKUP(AL47,X:Y,2,0)=TRUE,1,0),0)+IFERROR(IF(VLOOKUP(AN47,X:Y,2,0)=TRUE,1,0),0)+IFERROR(IF(VLOOKUP(AO47,X:Y,2,0)=TRUE,1,0),0)+IFERROR(IF(VLOOKUP(AP47,X:Y,2,0)=TRUE,1,0),0)+IF(AND(AM47>=Калькулятор!$C$14,AM47<=Калькулятор!$E$14),1,0)+IF(OR(AND(AS47>=Калькулятор!$C$11,AS47<=IF(ISBLANK(Калькулятор!$E$11),100000,Калькулятор!$E$11)),Калькулятор!$C$11&Калькулятор!$E$11=\"\"),1,0))=7,1,0)","v":1},{"$f":"SUM(AQ$2:AQ47)","v":46},{"$f":"IF(Калькулятор!$F$8<>70,ROUND(INDEX($C$6:$V$17,MATCH(AM47,$B$6:$B$17,0),MATCH(AK47&AL47,$C$2:$V$2,0))*(Калькулятор!$F$8/70)^справочно!$Y$2,0),ROUND(INDEX($C$6:$V$17,MATCH(AM47,$B$6:$B$17,0),MATCH(AK47&AL47,$C$2:$V$2,0)),0))","v":1487},"ЗО",{"$f":"3.6*AV47/(4.19*(Калькулятор!$C$8-Калькулятор!$D$8))","v":127.77852028639617},{"$f":"IF(Калькулятор!$F$8<>70,INDEX($C$6:$V$17,MATCH(AM47,$B$6:$B$17,0),MATCH(AK47&AL47,$C$2:$V$2,0))*(Калькулятор!$F$8/70)^справочно!$Y$2,INDEX($C$6:$V$17,MATCH(AM47,$B$6:$B$17,0),MATCH(AK47&AL47,$C$2:$V$2,0)))","v":1487.2}]
[null,null,null,null,null,null,null,null,null,null,null,null,null,null,null,null,null,null,null,null,null,null,null,null,null,null,"Конвектор внутрипольный Royal Thermo ATRIUM-75/400/2800-DG-U-NA","НС-1477836","RT-A-75/400/2800-DG-U-NA",3,5,8,12,17,20,22,75,400,2800,"DG","U","NA",{"$f":"IF((IFERROR(IF(VLOOKUP(AK48,X:Y,2,0)=TRUE,1,0),0)+IFERROR(IF(VLOOKUP(AL48,X:Y,2,0)=TRUE,1,0),0)+IFERROR(IF(VLOOKUP(AN48,X:Y,2,0)=TRUE,1,0),0)+IFERROR(IF(VLOOKUP(AO48,X:Y,2,0)=TRUE,1,0),0)+IFERROR(IF(VLOOKUP(AP48,X:Y,2,0)=TRUE,1,0),0)+IF(AND(AM48>=Калькулятор!$C$14,AM48<=Калькулятор!$E$14),1,0)+IF(OR(AND(AS48>=Калькулятор!$C$11,AS48<=IF(ISBLANK(Калькулятор!$E$11),100000,Калькулятор!$E$11)),Калькулятор!$C$11&Калькулятор!$E$11=\"\"),1,0))=7,1,0)","v":1},{"$f":"SUM(AQ$2:AQ48)","v":47},{"$f":"IF(Калькулятор!$F$8<>70,ROUND(INDEX($C$6:$V$17,MATCH(AM48,$B$6:$B$17,0),MATCH(AK48&AL48,$C$2:$V$2,0))*(Калькулятор!$F$8/70)^справочно!$Y$2,0),ROUND(INDEX($C$6:$V$17,MATCH(AM48,$B$6:$B$17,0),MATCH(AK48&AL48,$C$2:$V$2,0)),0))","v":1614},"ЗО",{"$f":"3.6*AV48/(4.19*(Калькулятор!$C$8-Калькулятор!$D$8))","v":138.64725536992839},{"$f":"IF(Калькулятор!$F$8<>70,INDEX($C$6:$V$17,MATCH(AM48,$B$6:$B$17,0),MATCH(AK48&AL48,$C$2:$V$2,0))*(Калькулятор!$F$8/70)^справочно!$Y$2,INDEX($C$6:$V$17,MATCH(AM48,$B$6:$B$17,0),MATCH(AK48&AL48,$C$2:$V$2,0)))","v":1613.7}]
[null,null,null,null,null,null,null,null,null,null,null,null,null,null,null,null,null,null,null,null,null,null,null,null,null,null,"Конвектор внутрипольный Royal Thermo ATRIUM-75/400/3000-DG-U-NA","НС-1477839","RT-A-75/400/3000-DG-U-NA",3,5,8,12,17,20,22,75,400,3000,"DG","U","NA",{"$f":"IF((IFERROR(IF(VLOOKUP(AK49,X:Y,2,0)=TRUE,1,0),0)+IFERROR(IF(VLOOKUP(AL49,X:Y,2,0)=TRUE,1,0),0)+IFERROR(IF(VLOOKUP(AN49,X:Y,2,0)=TRUE,1,0),0)+IFERROR(IF(VLOOKUP(AO49,X:Y,2,0)=TRUE,1,0),0)+IFERROR(IF(VLOOKUP(AP49,X:Y,2,0)=TRUE,1,0),0)+IF(AND(AM49>=Калькулятор!$C$14,AM49<=Калькулятор!$E$14),1,0)+IF(OR(AND(AS49>=Калькулятор!$C$11,AS49<=IF(ISBLANK(Калькулятор!$E$11),100000,Калькулятор!$E$11)),Калькулятор!$C$11&Калькулятор!$E$11=\"\"),1,0))=7,1,0)","v":1},{"$f":"SUM(AQ$2:AQ49)","v":48},{"$f":"IF(Калькулятор!$F$8<>70,ROUND(INDEX($C$6:$V$17,MATCH(AM49,$B$6:$B$17,0),MATCH(AK49&AL49,$C$2:$V$2,0))*(Калькулятор!$F$8/70)^справочно!$Y$2,0),ROUND(INDEX($C$6:$V$17,MATCH(AM49,$B$6:$B$17,0),MATCH(AK49&AL49,$C$2:$V$2,0)),0))","v":1739},"ЗО",{"$f":"3.6*AV49/(4.19*(Калькулятор!$C$8-Калькулятор!$D$8))","v":149.42147971360382},{"$f":"IF(Калькулятор!$F$8<>70,INDEX($C$6:$V$17,MATCH(AM49,$B$6:$B$17,0),MATCH(AK49&AL49,$C$2:$V$2,0))*(Калькулятор!$F$8/70)^справочно!$Y$2,INDEX($C$6:$V$17,MATCH(AM49,$B$6:$B$17,0),MATCH(AK49&AL49,$C$2:$V$2,0)))","v":1739.1000000000001}]
[null,null,null,null,null,null,null,null,null,null,null,null,null,null,null,null,null,null,null,null,null,null,null,null,null,null,"Конвектор внутрипольный Royal Thermo ATRIUM-90/200/800-DG-U-NA","НС-1477881","RT-A-90/200/800-DG-U-NA",3,5,8,12,16,19,21,90,200,800,"DG","U","NA",{"$f":"IF((IFERROR(IF(VLOOKUP(AK50,X:Y,2,0)=TRUE,1,0),0)+IFERROR(IF(VLOOKUP(AL50,X:Y,2,0)=TRUE,1,0),0)+IFERROR(IF(VLOOKUP(AN50,X:Y,2,0)=TRUE,1,0),0)+IFERROR(IF(VLOOKUP(AO50,X:Y,2,0)=TRUE,1,0),0)+IFERROR(IF(VLOOKUP(AP50,X:Y,2,0)=TRUE,1,0),0)+IF(AND(AM50>=Калькулятор!$C$14,AM50<=Калькулятор!$E$14),1,0)+IF(OR(AND(AS50>=Калькулятор!$C$11,AS50<=IF(ISBLANK(Калькулятор!$E$11),100000,Калькулятор!$E$11)),Калькулятор!$C$11&Калькулятор!$E$11=\"\"),1,0))=7,1,0)","v":1},{"$f":"SUM(AQ$2:AQ50)","v":49},{"$f":"IF(Калькулятор!$F$8<>70,ROUND(INDEX($C$6:$V$17,MATCH(AM50,$B$6:$B$17,0),MATCH(AK50&AL50,$C$2:$V$2,0))*(Калькулятор!$F$8/70)^справочно!$Y$2,0),ROUND(INDEX($C$6:$V$17,MATCH(AM50,$B$6:$B$17,0),MATCH(AK50&AL50,$C$2:$V$2,0)),0))","v":222},"ЗО",{"$f":"3.6*AV50/(4.19*(Калькулятор!$C$8-Калькулятор!$D$8))","v":19.091169451073984},{"$f":"IF(Калькулятор!$F$8<>70,INDEX($C$6:$V$17,MATCH(AM50,$B$6:$B$17,0),MATCH(AK50&AL50,$C$2:$V$2,0))*(Калькулятор!$F$8/70)^справочно!$Y$2,INDEX($C$6:$V$17,MATCH(AM50,$B$6:$B$17,0),MATCH(AK50&AL50,$C$2:$V$2,0)))","v":222.20000000000002}]
[null,null,null,null,null,null,null,null,null,null,null,null,null,null,null,null,null,null,null,null,null,null,null,null,null,null,"Конвектор внутрипольный Royal Thermo ATRIUM-90/200/1000-DG-U-NA","НС-1430109","RT-A-90/200/1000-DG-U-NA",3,5,8,12,17,20,22,90,200,1000,"DG","U","NA",{"$f":"IF((IFERROR(IF(VLOOKUP(AK51,X:Y,2,0)=TRUE,1,0),0)+IFERROR(IF(VLOOKUP(AL51,X:Y,2,0)=TRUE,1,0),0)+IFERROR(IF(VLOOKUP(AN51,X:Y,2,0)=TRUE,1,0),0)+IFERROR(IF(VLOOKUP(AO51,X:Y,2,0)=TRUE,1,0),0)+IFERROR(IF(VLOOKUP(AP51,X:Y,2,0)=TRUE,1,0),0)+IF(AND(AM51>=Калькулятор!$C$14,AM51<=Калькулятор!$E$14),1,0)+IF(OR(AND(AS51>=Калькулятор!$C$11,AS51<=IF(ISBLANK(Калькулятор!$E$11),100000,Калькулятор!$E$11)),Калькулятор!$C$11&Калькулятор!$E$11=\"\"),1,0))=7,1,0)","v":1},{"$f":"SUM(AQ$2:AQ51)","v":50},{"$f":"IF(Калькулятор!$F$8<>70,ROUND(INDEX($C$6:$V$17,MATCH(AM51,$B$6:$B$17,0),MATCH(AK51&AL51,$C$2:$V$2,0))*(Калькулятор!$F$8/70)^справочно!$Y$2,0),ROUND(INDEX($C$6:$V$17,MATCH(AM51,$B$6:$B$17,0),MATCH(AK51&AL51,$C$2:$V$2,0)),0))","v":306},"-",{"$f":"3.6*AV51/(4.19*(Калькулятор!$C$8-Калькулятор!$D$8))","v":26.273985680190929},{"$f":"IF(Калькулятор!$F$8<>70,INDEX($C$6:$V$17,MATCH(AM51,$B$6:$B$17,0),MATCH(AK51&AL51,$C$2:$V$2,0))*(Калькулятор!$F$8/70)^справочно!$Y$2,INDEX($C$6:$V$17,MATCH(AM51,$B$6:$B$17,0),MATCH(AK51&AL51,$C$2:$V$2,0)))","v":305.8}]
[null,null,null,null,null,null,null,null,null,null,null,null,null,null,null,null,null,null,null,null,null,null,null,null,null,null,"Конвектор внутрипольный Royal Thermo ATRIUM-90/200/1200-DG-U-NA","НС-1430110","RT-A-90/200/1200-DG-U-NA",3,5,8,12,17,20,22,90,200,1200,"DG","U","NA",{"$f":"IF((IFERROR(IF(VLOOKUP(AK52,X:Y,2,0)=TRUE,1,0),0)+IFERROR(IF(VLOOKUP(AL52,X:Y,2,0)=TRUE,1,0),0)+IFERROR(IF(VLOOKUP(AN52,X:Y,2,0)=TRUE,1,0),0)+IFERROR(IF(VLOOKUP(AO52,X:Y,2,0)=TRUE,1,0),0)+IFERROR(IF(VLOOKUP(AP52,X:Y,2,0)=TRUE,1,0),0)+IF(AND(AM52>=Калькулятор!$C$14,AM52<=Калькулятор!$E$14),1,0)+IF(OR(AND(AS52>=Калькулятор!$C$11,AS52<=IF(ISBLANK(Калькулятор!$E$11),100000,Калькулятор!$E$11)),Калькулятор!$C$11&Калькулятор!$E$11=\"\"),1,0))=7,1,0)","v":1},{"$f":"SUM(AQ$2:AQ52)","v":51},{"$f":"IF(Калькулятор!$F$8<>70,ROUND(INDEX($C$6:$V$17,MATCH(AM52,$B$6:$B$17,0),MATCH(AK52&AL52,$C$2:$V$2,0))*(Калькулятор!$F$8/70)^справочно!$Y$2,0),ROUND(INDEX($C$6:$V$17,MATCH(AM52,$B$6:$B$17,0),MATCH(AK52&AL52,$C$2:$V$2,0)),0))","v":391},"-",{"$f":"3.6*AV52/(4.19*(Калькулятор!$C$8-Калькулятор!$D$8))","v":33.551312649164679},{"$f":"IF(Калькулятор!$F$8<>70,INDEX($C$6:$V$17,MATCH(AM52,$B$6:$B$17,0),MATCH(AK52&AL52,$C$2:$V$2,0))*(Калькулятор!$F$8/70)^справочно!$Y$2,INDEX($C$6:$V$17,MATCH(AM52,$B$6:$B$17,0),MATCH(AK52&AL52,$C$2:$V$2,0)))","v":390.50000000000006}]
[null,null,null,null,null,null,null,null,null,null,null,null,null,null,null,null,null,null,null,null,null,null,null,null,null,null,"Конвектор внутрипольный Royal Thermo ATRIUM-90/200/1400-DG-U-NA","НС-1430111","RT-A-90/200/1400-DG-U-NA",3,5,8,12,17,20,22,90,200,1400,"DG","U","NA",{"$f":"IF((IFERROR(IF(VLOOKUP(AK53,X:Y,2,0)=TRUE,1,0),0)+IFERROR(IF(VLOOKUP(AL53,X:Y,2,0)=TRUE,1,0),0)+IFERROR(IF(VLOOKUP(AN53,X:Y,2,0)=TRUE,1,0),0)+IFERROR(IF(VLOOKUP(AO53,X:Y,2,0)=TRUE,1,0),0)+IFERROR(IF(VLOOKUP(AP53,X:Y,2,0)=TRUE,1,0),0)+IF(AND(AM53>=Калькулятор!$C$14,AM53<=Калькулятор!$E$14),1,0)+IF(OR(AND(AS53>=Калькулятор!$C$11,AS53<=IF(ISBLANK(Калькулятор!$E$11),100000,Калькулятор!$E$11)),Калькулятор!$C$11&Калькулятор!$E$11=\"\"),1,0))=7,1,0)","v":1},{"$f":"SUM(AQ$2:AQ53)","v":52},{"$f":"IF(Калькулятор!$F$8<>70,ROUND(INDEX($C$6:$V$17,MATCH(AM53,$B$6:$B$17,0),MATCH(AK53&AL53,$C$2:$V$2,0))*(Калькулятор!$F$8/70)^справочно!$Y$2,0),ROUND(INDEX($C$6:$V$17,MATCH(AM53,$B$6:$B$17,0),MATCH(AK53&AL53,$C$2:$V$2,0)),0))","v":474},"-",{"$f":"3.6*AV53/(4.19*(Калькулятор!$C$8-Калькулятор!$D$8))","v":40.734128878281624},{"$f":"IF(Калькулятор!$F$8<>70,INDEX($C$6:$V$17,MATCH(AM53,$B$6:$B$17,0),MATCH(AK53&AL53,$C$2:$V$2,0))*(Калькулятор!$F$8/70)^справочно!$Y$2,INDEX($C$6:$V$17,MATCH(AM53,$B$6:$B$17,0),MATCH(AK53&AL53,$C$2:$V$2,0)))","v":474.1}]
[null,null,null,null,null,null,null,null,null,null,null,null,null,null,null,null,null,null,null,null,null,null,null,null,null,null,"Конвектор внутрипольный Royal Thermo ATRIUM-90/200/1600-DG-U-NA","НС-1430112","RT-A-90/200/1600-DG-U-NA",3,5,8,12,17,20,22,90,200,1600,"DG","U","NA",{"$f":"IF((IFERROR(IF(VLOOKUP(AK54,X:Y,2,0)=TRUE,1,0),0)+IFERROR(IF(VLOOKUP(AL54,X:Y,2,0)=TRUE,1,0),0)+IFERROR(IF(VLOOKUP(AN54,X:Y,2,0)=TRUE,1,0),0)+IFERROR(IF(VLOOKUP(AO54,X:Y,2,0)=TRUE,1,0),0)+IFERROR(IF(VLOOKUP(AP54,X:Y,2,0)=TRUE,1,0),0)+IF(AND(AM54>=Калькулятор!$C$14,AM54<=Калькулятор!$E$14),1,0)+IF(OR(AND(AS54>=Калькулятор!$C$11,AS54<=IF(ISBLANK(Калькулятор!$E$11),100000,Калькулятор!$E$11)),Калькулятор!$C$11&Калькулятор!$E$11=\"\"),1,0))=7,1,0)","v":1},{"$f":"SUM(AQ$2:AQ54)","v":53},{"$f":"IF(Калькулятор!$F$8<>70,ROUND(INDEX($C$6:$V$17,MATCH(AM54,$B$6:$B$17,0),MATCH(AK54&AL54,$C$2:$V$2,0))*(Калькулятор!$F$8/70)^справочно!$Y$2,0),ROUND(INDEX($C$6:$V$17,MATCH(AM54,$B$6:$B$17,0),MATCH(AK54&AL54,$C$2:$V$2,0)),0))","v":559},"-",{"$f":"3.6*AV54/(4.19*(Калькулятор!$C$8-Калькулятор!$D$8))","v":48.01145584725537},{"$f":"IF(Калькулятор!$F$8<>70,INDEX($C$6:$V$17,MATCH(AM54,$B$6:$B$17,0),MATCH(AK54&AL54,$C$2:$V$2,0))*(Калькулятор!$F$8/70)^справочно!$Y$2,INDEX($C$6:$V$17,MATCH(AM54,$B$6:$B$17,0),MATCH(AK54&AL54,$C$2:$V$2,0)))","v":558.80000000000007}]
[null,null,null,null,null,null,null,null,null,null,null,null,null,null,null,null,null,null,null,null,null,null,null,null,null,null,"Конвектор внутрипольный Royal Thermo ATRIUM-90/200/1800-DG-U-NA","НС-1430113","RT-A-90/200/1800-DG-U-NA",3,5,8,12,17,20,22,90,200,1800,"DG","U","NA",{"$f":"IF((IFERROR(IF(VLOOKUP(AK55,X:Y,2,0)=TRUE,1,0),0)+IFERROR(IF(VLOOKUP(AL55,X:Y,2,0)=TRUE,1,0),0)+IFERROR(IF(VLOOKUP(AN55,X:Y,2,0)=TRUE,1,0),0)+IFERROR(IF(VLOOKUP(AO55,X:Y,2,0)=TRUE,1,0),0)+IFERROR(IF(VLOOKUP(AP55,X:Y,2,0)=TRUE,1,0),0)+IF(AND(AM55>=Калькулятор!$C$14,AM55<=Калькулятор!$E$14),1,0)+IF(OR(AND(AS55>=Калькулятор!$C$11,AS55<=IF(ISBLANK(Калькулятор!$E$11),100000,Калькулятор!$E$11)),Калькулятор!$C$11&Калькулятор!$E$11=\"\"),1,0))=7,1,0)","v":1},{"$f":"SUM(AQ$2:AQ55)","v":54},{"$f":"IF(Калькулятор!$F$8<>70,ROUND(INDEX($C$6:$V$17,MATCH(AM55,$B$6:$B$17,0),MATCH(AK55&AL55,$C$2:$V$2,0))*(Калькулятор!$F$8/70)^справочно!$Y$2,0),ROUND(INDEX($C$6:$V$17,MATCH(AM55,$B$6:$B$17,0),MATCH(AK55&AL55,$C$2:$V$2,0)),0))","v":642},"-",{"$f":"3.6*AV55/(4.19*(Калькулятор!$C$8-Калькулятор!$D$8))","v":55.194272076372314},{"$f":"IF(Калькулятор!$F$8<>70,INDEX($C$6:$V$17,MATCH(AM55,$B$6:$B$17,0),MATCH(AK55&AL55,$C$2:$V$2,0))*(Калькулятор!$F$8/70)^справочно!$Y$2,INDEX($C$6:$V$17,MATCH(AM55,$B$6:$B$17,0),MATCH(AK55&AL55,$C$2:$V$2,0)))","v":642.40000000000009}]
[null,null,null,null,null,null,null,null,null,null,null,null,null,null,null,null,null,null,null,null,null,null,null,null,null,null,"Конвектор внутрипольный Royal Thermo ATRIUM-90/200/2000-DG-U-NA","НС-1430114","RT-A-90/200/2000-DG-U-NA",3,5,8,12,17,20,22,90,200,2000,"DG","U","NA",{"$f":"IF((IFERROR(IF(VLOOKUP(AK56,X:Y,2,0)=TRUE,1,0),0)+IFERROR(IF(VLOOKUP(AL56,X:Y,2,0)=TRUE,1,0),0)+IFERROR(IF(VLOOKUP(AN56,X:Y,2,0)=TRUE,1,0),0)+IFERROR(IF(VLOOKUP(AO56,X:Y,2,0)=TRUE,1,0),0)+IFERROR(IF(VLOOKUP(AP56,X:Y,2,0)=TRUE,1,0),0)+IF(AND(AM56>=Калькулятор!$C$14,AM56<=Калькулятор!$E$14),1,0)+IF(OR(AND(AS56>=Калькулятор!$C$11,AS56<=IF(ISBLANK(Калькулятор!$E$11),100000,Калькулятор!$E$11)),Калькулятор!$C$11&Калькулятор!$E$11=\"\"),1,0))=7,1,0)","v":1},{"$f":"SUM(AQ$2:AQ56)","v":55},{"$f":"IF(Калькулятор!$F$8<>70,ROUND(INDEX($C$6:$V$17,MATCH(AM56,$B$6:$B$17,0),MATCH(AK56&AL56,$C$2:$V$2,0))*(Калькулятор!$F$8/70)^справочно!$Y$2,0),ROUND(INDEX($C$6:$V$17,MATCH(AM56,$B$6:$B$17,0),MATCH(AK56&AL56,$C$2:$V$2,0)),0))","v":726},"-",{"$f":"3.6*AV56/(4.19*(Калькулятор!$C$8-Калькулятор!$D$8))","v":62.377088305489259},{"$f":"IF(Калькулятор!$F$8<>70,INDEX($C$6:$V$17,MATCH(AM56,$B$6:$B$17,0),MATCH(AK56&AL56,$C$2:$V$2,0))*(Калькулятор!$F$8/70)^справочно!$Y$2,INDEX($C$6:$V$17,MATCH(AM56,$B$6:$B$17,0),MATCH(AK56&AL56,$C$2:$V$2,0)))","v":726.00000000000011},"NA"]
[null,null,null,null,null,null,null,null,null,null,null,null,null,null,null,null,null,null,null,null,null,null,null,null,null,null,"Конвектор внутрипольный Royal Thermo ATRIUM-90/200/2200-DG-U-NA","НС-1477866","RT-A-90/200/2200-DG-U-NA",3,5,8,12,17,20,22,90,200,2200,"DG","U","NA",{"$f":"IF((IFERROR(IF(VLOOKUP(AK57,X:Y,2,0)=TRUE,1,0),0)+IFERROR(IF(VLOOKUP(AL57,X:Y,2,0)=TRUE,1,0),0)+IFERROR(IF(VLOOKUP(AN57,X:Y,2,0)=TRUE,1,0),0)+IFERROR(IF(VLOOKUP(AO57,X:Y,2,0)=TRUE,1,0),0)+IFERROR(IF(VLOOKUP(AP57,X:Y,2,0)=TRUE,1,0),0)+IF(AND(AM57>=Калькулятор!$C$14,AM57<=Калькулятор!$E$14),1,0)+IF(OR(AND(AS57>=Калькулятор!$C$11,AS57<=IF(ISBLANK(Калькулятор!$E$11),100000,Калькулятор!$E$11)),Калькулятор!$C$11&Калькулятор!$E$11=\"\"),1,0))=7,1,0)","v":1},{"$f":"SUM(AQ$2:AQ57)","v":56},{"$f":"IF(Калькулятор!$F$8<>70,ROUND(INDEX($C$6:$V$17,MATCH(AM57,$B$6:$B$17,0),MATCH(AK57&AL57,$C$2:$V$2,0))*(Калькулятор!$F$8/70)^справочно!$Y$2,0),ROUND(INDEX($C$6:$V$17,MATCH(AM57,$B$6:$B$17,0),MATCH(AK57&AL57,$C$2:$V$2,0)),0))","v":811},"-",{"$f":"3.6*AV57/(4.19*(Калькулятор!$C$8-Калькулятор!$D$8))","v":69.654415274463005},{"$f":"IF(Калькулятор!$F$8<>70,INDEX($C$6:$V$17,MATCH(AM57,$B$6:$B$17,0),MATCH(AK57&AL57,$C$2:$V$2,0))*(Калькулятор!$F$8/70)^справочно!$Y$2,INDEX($C$6:$V$17,MATCH(AM57,$B$6:$B$17,0),MATCH(AK57&AL57,$C$2:$V$2,0)))","v":810.7}]
[null,null,null,null,null,null,null,null,null,null,null,null,null,null,null,null,null,null,null,null,null,null,null,null,null,null,"Конвектор внутрипольный Royal Thermo ATRIUM-90/200/2400-DG-U-NA","НС-1477869","RT-A-90/200/2400-DG-U-NA",3,5,8,12,17,20,22,90,200,2400,"DG","U","NA",{"$f":"IF((IFERROR(IF(VLOOKUP(AK58,X:Y,2,0)=TRUE,1,0),0)+IFERROR(IF(VLOOKUP(AL58,X:Y,2,0)=TRUE,1,0),0)+IFERROR(IF(VLOOKUP(AN58,X:Y,2,0)=TRUE,1,0),0)+IFERROR(IF(VLOOKUP(AO58,X:Y,2,0)=TRUE,1,0),0)+IFERROR(IF(VLOOKUP(AP58,X:Y,2,0)=TRUE,1,0),0)+IF(AND(AM58>=Калькулятор!$C$14,AM58<=Калькулятор!$E$14),1,0)+IF(OR(AND(AS58>=Калькулятор!$C$11,AS58<=IF(ISBLANK(Калькулятор!$E$11),100000,Калькулятор!$E$11)),Калькулятор!$C$11&Калькулятор!$E$11=\"\"),1,0))=7,1,0)","v":1},{"$f":"SUM(AQ$2:AQ58)","v":57},{"$f":"IF(Калькулятор!$F$8<>70,ROUND(INDEX($C$6:$V$17,MATCH(AM58,$B$6:$B$17,0),MATCH(AK58&AL58,$C$2:$V$2,0))*(Калькулятор!$F$8/70)^справочно!$Y$2,0),ROUND(INDEX($C$6:$V$17,MATCH(AM58,$B$6:$B$17,0),MATCH(AK58&AL58,$C$2:$V$2,0)),0))","v":894},"-",{"$f":"3.6*AV58/(4.19*(Калькулятор!$C$8-Калькулятор!$D$8))","v":76.837231503579957},{"$f":"IF(Калькулятор!$F$8<>70,INDEX($C$6:$V$17,MATCH(AM58,$B$6:$B$17,0),MATCH(AK58&AL58,$C$2:$V$2,0))*(Калькулятор!$F$8/70)^справочно!$Y$2,INDEX($C$6:$V$17,MATCH(AM58,$B$6:$B$17,0),MATCH(AK58&AL58,$C$2:$V$2,0)))","v":894.30000000000007}]
[null,null,null,null,null,null,null,null,null,null,null,null,null,null,null,null,null,null,null,null,null,null,null,null,null,null,"Конвектор внутрипольный Royal Thermo ATRIUM-90/200/2600-DG-U-NA","НС-1477872","RT-A-90/200/2600-DG-U-NA",3,5,8,12,17,20,22,90,200,2600,"DG","U","NA",{"$f":"IF((IFERROR(IF(VLOOKUP(AK59,X:Y,2,0)=TRUE,1,0),0)+IFERROR(IF(VLOOKUP(AL59,X:Y,2,0)=TRUE,1,0),0)+IFERROR(IF(VLOOKUP(AN59,X:Y,2,0)=TRUE,1,0),0)+IFERROR(IF(VLOOKUP(AO59,X:Y,2,0)=TRUE,1,0),0)+IFERROR(IF(VLOOKUP(AP59,X:Y,2,0)=TRUE,1,0),0)+IF(AND(AM59>=Калькулятор!$C$14,AM59<=Калькулятор!$E$14),1,0)+IF(OR(AND(AS59>=Калькулятор!$C$11,AS59<=IF(ISBLANK(Калькулятор!$E$11),100000,Калькулятор!$E$11)),Калькулятор!$C$11&Калькулятор!$E$11=\"\"),1,0))=7,1,0)","v":1},{"$f":"SUM(AQ$2:AQ59)","v":58},{"$f":"IF(Калькулятор!$F$8<>70,ROUND(INDEX($C$6:$V$17,MATCH(AM59,$B$6:$B$17,0),MATCH(AK59&AL59,$C$2:$V$2,0))*(Калькулятор!$F$8/70)^справочно!$Y$2,0),ROUND(INDEX($C$6:$V$17,MATCH(AM59,$B$6:$B$17,0),MATCH(AK59&AL59,$C$2:$V$2,0)),0))","v":978},"ЗО",{"$f":"3.6*AV59/(4.19*(Калькулятор!$C$8-Калькулятор!$D$8))","v":84.020047732696895},{"$f":"IF(Калькулятор!$F$8<>70,INDEX($C$6:$V$17,MATCH(AM59,$B$6:$B$17,0),MATCH(AK59&AL59,$C$2:$V$2,0))*(Калькулятор!$F$8/70)^справочно!$Y$2,INDEX($C$6:$V$17,MATCH(AM59,$B$6:$B$17,0),MATCH(AK59&AL59,$C$2:$V$2,0)))","v":977.90000000000009}]
[null,null,null,null,null,null,null,null,null,null,null,null,null,null,null,null,null,null,null,null,null,null,null,null,null,null,"Конвектор внутрипольный Royal Thermo ATRIUM-90/200/2800-DG-U-NA","НС-1477875","RT-A-90/200/2800-DG-U-NA",3,5,8,12,17,20,22,90,200,2800,"DG","U","NA",{"$f":"IF((IFERROR(IF(VLOOKUP(AK60,X:Y,2,0)=TRUE,1,0),0)+IFERROR(IF(VLOOKUP(AL60,X:Y,2,0)=TRUE,1,0),0)+IFERROR(IF(VLOOKUP(AN60,X:Y,2,0)=TRUE,1,0),0)+IFERROR(IF(VLOOKUP(AO60,X:Y,2,0)=TRUE,1,0),0)+IFERROR(IF(VLOOKUP(AP60,X:Y,2,0)=TRUE,1,0),0)+IF(AND(AM60>=Калькулятор!$C$14,AM60<=Калькулятор!$E$14),1,0)+IF(OR(AND(AS60>=Калькулятор!$C$11,AS60<=IF(ISBLANK(Калькулятор!$E$11),100000,Калькулятор!$E$11)),Калькулятор!$C$11&Калькулятор!$E$11=\"\"),1,0))=7,1,0)","v":1},{"$f":"SUM(AQ$2:AQ60)","v":59},{"$f":"IF(Калькулятор!$F$8<>70,ROUND(INDEX($C$6:$V$17,MATCH(AM60,$B$6:$B$17,0),MATCH(AK60&AL60,$C$2:$V$2,0))*(Калькулятор!$F$8/70)^справочно!$Y$2,0),ROUND(INDEX($C$6:$V$17,MATCH(AM60,$B$6:$B$17,0),MATCH(AK60&AL60,$C$2:$V$2,0)),0))","v":1063},"ЗО",{"$f":"3.6*AV60/(4.19*(Калькулятор!$C$8-Калькулятор!$D$8))","v":91.297374701670648},{"$f":"IF(Калькулятор!$F$8<>70,INDEX($C$6:$V$17,MATCH(AM60,$B$6:$B$17,0),MATCH(AK60&AL60,$C$2:$V$2,0))*(Калькулятор!$F$8/70)^справочно!$Y$2,INDEX($C$6:$V$17,MATCH(AM60,$B$6:$B$17,0),MATCH(AK60&AL60,$C$2:$V$2,0)))","v":1062.6000000000001}]
[null,null,null,null,null,null,null,null,null,null,null,null,null,null,null,null,null,null,null,null,null,null,null,null,null,null,"Конвектор внутрипольный Royal Thermo ATRIUM-90/200/3000-DG-U-NA","НС-1477878","RT-A-90/200/3000-DG-U-NA",3,5,8,12,17,20,22,90,200,3000,"DG","U","NA",{"$f":"IF((IFERROR(IF(VLOOKUP(AK61,X:Y,2,0)=TRUE,1,0),0)+IFERROR(IF(VLOOKUP(AL61,X:Y,2,0)=TRUE,1,0),0)+IFERROR(IF(VLOOKUP(AN61,X:Y,2,0)=TRUE,1,0),0)+IFERROR(IF(VLOOKUP(AO61,X:Y,2,0)=TRUE,1,0),0)+IFERROR(IF(VLOOKUP(AP61,X:Y,2,0)=TRUE,1,0),0)+IF(AND(AM61>=Калькулятор!$C$14,AM61<=Калькулятор!$E$14),1,0)+IF(OR(AND(AS61>=Калькулятор!$C$11,AS61<=IF(ISBLANK(Калькулятор!$E$11),100000,Калькулятор!$E$11)),Калькулятор!$C$11&Калькулятор!$E$11=\"\"),1,0))=7,1,0)","v":1},{"$f":"SUM(AQ$2:AQ61)","v":60},{"$f":"IF(Калькулятор!$F$8<>70,ROUND(INDEX($C$6:$V$17,MATCH(AM61,$B$6:$B$17,0),MATCH(AK61&AL61,$C$2:$V$2,0))*(Калькулятор!$F$8/70)^справочно!$Y$2,0),ROUND(INDEX($C$6:$V$17,MATCH(AM61,$B$6:$B$17,0),MATCH(AK61&AL61,$C$2:$V$2,0)),0))","v":1146},"ЗО",{"$f":"3.6*AV61/(4.19*(Калькулятор!$C$8-Калькулятор!$D$8))","v":98.480190930787586},{"$f":"IF(Калькулятор!$F$8<>70,INDEX($C$6:$V$17,MATCH(AM61,$B$6:$B$17,0),MATCH(AK61&AL61,$C$2:$V$2,0))*(Калькулятор!$F$8/70)^справочно!$Y$2,INDEX($C$6:$V$17,MATCH(AM61,$B$6:$B$17,0),MATCH(AK61&AL61,$C$2:$V$2,0)))","v":1146.2}]
[null,null,null,null,null,null,null,null,null,null,null,null,null,null,null,null,null,null,null,null,null,null,null,null,null,null,"Конвектор внутрипольный Royal Thermo ATRIUM-90/250/800-DG-U-NA","НС-1477920","RT-A-90/250/800-DG-U-NA",3,5,8,12,16,19,21,90,250,800,"DG","U","NA",{"$f":"IF((IFERROR(IF(VLOOKUP(AK62,X:Y,2,0)=TRUE,1,0),0)+IFERROR(IF(VLOOKUP(AL62,X:Y,2,0)=TRUE,1,0),0)+IFERROR(IF(VLOOKUP(AN62,X:Y,2,0)=TRUE,1,0),0)+IFERROR(IF(VLOOKUP(AO62,X:Y,2,0)=TRUE,1,0),0)+IFERROR(IF(VLOOKUP(AP62,X:Y,2,0)=TRUE,1,0),0)+IF(AND(AM62>=Калькулятор!$C$14,AM62<=Калькулятор!$E$14),1,0)+IF(OR(AND(AS62>=Калькулятор!$C$11,AS62<=IF(ISBLANK(Калькулятор!$E$11),100000,Калькулятор!$E$11)),Калькулятор!$C$11&Калькулятор!$E$11=\"\"),1,0))=7,1,0)","v":1},{"$f":"SUM(AQ$2:AQ62)","v":61},{"$f":"IF(Калькулятор!$F$8<>70,ROUND(INDEX($C$6:$V$17,MATCH(AM62,$B$6:$B$17,0),MATCH(AK62&AL62,$C$2:$V$2,0))*(Калькулятор!$F$8/70)^справочно!$Y$2,0),ROUND(INDEX($C$6:$V$17,MATCH(AM62,$B$6:$B$17,0),MATCH(AK62&AL62,$C$2:$V$2,0)),0))","v":290},"ЗО",{"$f":"3.6*AV62/(4.19*(Калькулятор!$C$8-Калькулятор!$D$8))","v":24.950835322195701},{"$f":"IF(Калькулятор!$F$8<>70,INDEX($C$6:$V$17,MATCH(AM62,$B$6:$B$17,0),MATCH(AK62&AL62,$C$2:$V$2,0))*(Калькулятор!$F$8/70)^справочно!$Y$2,INDEX($C$6:$V$17,MATCH(AM62,$B$6:$B$17,0),MATCH(AK62&AL62,$C$2:$V$2,0)))","v":290.40000000000003}]
[null,null,null,null,null,null,null,null,null,null,null,null,null,null,null,null,null,null,null,null,null,null,null,null,null,null,"Конвектор внутрипольный Royal Thermo ATRIUM-90/250/1000-DG-U-NA","НС-1430121","RT-A-90/250/1000-DG-U-NA",3,5,8,12,17,20,22,90,250,1000,"DG","U","NA",{"$f":"IF((IFERROR(IF(VLOOKUP(AK63,X:Y,2,0)=TRUE,1,0),0)+IFERROR(IF(VLOOKUP(AL63,X:Y,2,0)=TRUE,1,0),0)+IFERROR(IF(VLOOKUP(AN63,X:Y,2,0)=TRUE,1,0),0)+IFERROR(IF(VLOOKUP(AO63,X:Y,2,0)=TRUE,1,0),0)+IFERROR(IF(VLOOKUP(AP63,X:Y,2,0)=TRUE,1,0),0)+IF(AND(AM63>=Калькулятор!$C$14,AM63<=Калькулятор!$E$14),1,0)+IF(OR(AND(AS63>=Калькулятор!$C$11,AS63<=IF(ISBLANK(Калькулятор!$E$11),100000,Калькулятор!$E$11)),Калькулятор!$C$11&Калькулятор!$E$11=\"\"),1,0))=7,1,0)","v":1},{"$f":"SUM(AQ$2:AQ63)","v":62},{"$f":"IF(Калькулятор!$F$8<>70,ROUND(INDEX($C$6:$V$17,MATCH(AM63,$B$6:$B$17,0),MATCH(AK63&AL63,$C$2:$V$2,0))*(Калькулятор!$F$8/70)^справочно!$Y$2,0),ROUND(INDEX($C$6:$V$17,MATCH(AM63,$B$6:$B$17,0),MATCH(AK63&AL63,$C$2:$V$2,0)),0))","v":388},"-",{"$f":"3.6*AV63/(4.19*(Калькулятор!$C$8-Калькулятор!$D$8))","v":33.362291169451069},{"$f":"IF(Калькулятор!$F$8<>70,INDEX($C$6:$V$17,MATCH(AM63,$B$6:$B$17,0),MATCH(AK63&AL63,$C$2:$V$2,0))*(Калькулятор!$F$8/70)^справочно!$Y$2,INDEX($C$6:$V$17,MATCH(AM63,$B$6:$B$17,0),MATCH(AK63&AL63,$C$2:$V$2,0)))","v":388.3}]
[null,null,null,null,null,null,null,null,null,null,null,null,null,null,null,null,null,null,null,null,null,null,null,null,null,null,"Конвектор внутрипольный Royal Thermo ATRIUM-90/250/1200-DG-U-NA","НС-1430122","RT-A-90/250/1200-DG-U-NA",3,5,8,12,17,20,22,90,250,1200,"DG","U","NA",{"$f":"IF((IFERROR(IF(VLOOKUP(AK64,X:Y,2,0)=TRUE,1,0),0)+IFERROR(IF(VLOOKUP(AL64,X:Y,2,0)=TRUE,1,0),0)+IFERROR(IF(VLOOKUP(AN64,X:Y,2,0)=TRUE,1,0),0)+IFERROR(IF(VLOOKUP(AO64,X:Y,2,0)=TRUE,1,0),0)+IFERROR(IF(VLOOKUP(AP64,X:Y,2,0)=TRUE,1,0),0)+IF(AND(AM64>=Калькулятор!$C$14,AM64<=Калькулятор!$E$14),1,0)+IF(OR(AND(AS64>=Калькулятор!$C$11,AS64<=IF(ISBLANK(Калькулятор!$E$11),100000,Калькулятор!$E$11)),Калькулятор!$C$11&Калькулятор!$E$11=\"\"),1,0))=7,1,0)","v":1},{"$f":"SUM(AQ$2:AQ64)","v":63},{"$f":"IF(Калькулятор!$F$8<>70,ROUND(INDEX($C$6:$V$17,MATCH(AM64,$B$6:$B$17,0),MATCH(AK64&AL64,$C$2:$V$2,0))*(Калькулятор!$F$8/70)^справочно!$Y$2,0),ROUND(INDEX($C$6:$V$17,MATCH(AM64,$B$6:$B$17,0),MATCH(AK64&AL64,$C$2:$V$2,0)),0))","v":485},"-",{"$f":"3.6*AV64/(4.19*(Калькулятор!$C$8-Калькулятор!$D$8))","v":41.679236276849636},{"$f":"IF(Калькулятор!$F$8<>70,INDEX($C$6:$V$17,MATCH(AM64,$B$6:$B$17,0),MATCH(AK64&AL64,$C$2:$V$2,0))*(Калькулятор!$F$8/70)^справочно!$Y$2,INDEX($C$6:$V$17,MATCH(AM64,$B$6:$B$17,0),MATCH(AK64&AL64,$C$2:$V$2,0)))","v":485.1}]
[null,null,null,null,null,null,null,null,null,null,null,null,null,null,null,null,null,null,null,null,null,null,null,null,null,null,"Конвектор внутрипольный Royal Thermo ATRIUM-90/250/1400-DG-U-NA","НС-1430123","RT-A-90/250/1400-DG-U-NA",3,5,8,12,17,20,22,90,250,1400,"DG","U","NA",{"$f":"IF((IFERROR(IF(VLOOKUP(AK65,X:Y,2,0)=TRUE,1,0),0)+IFERROR(IF(VLOOKUP(AL65,X:Y,2,0)=TRUE,1,0),0)+IFERROR(IF(VLOOKUP(AN65,X:Y,2,0)=TRUE,1,0),0)+IFERROR(IF(VLOOKUP(AO65,X:Y,2,0)=TRUE,1,0),0)+IFERROR(IF(VLOOKUP(AP65,X:Y,2,0)=TRUE,1,0),0)+IF(AND(AM65>=Калькулятор!$C$14,AM65<=Калькулятор!$E$14),1,0)+IF(OR(AND(AS65>=Калькулятор!$C$11,AS65<=IF(ISBLANK(Калькулятор!$E$11),100000,Калькулятор!$E$11)),Калькулятор!$C$11&Калькулятор!$E$11=\"\"),1,0))=7,1,0)","v":1},{"$f":"SUM(AQ$2:AQ65)","v":64},{"$f":"IF(Калькулятор!$F$8<>70,ROUND(INDEX($C$6:$V$17,MATCH(AM65,$B$6:$B$17,0),MATCH(AK65&AL65,$C$2:$V$2,0))*(Калькулятор!$F$8/70)^справочно!$Y$2,0),ROUND(INDEX($C$6:$V$17,MATCH(AM65,$B$6:$B$17,0),MATCH(AK65&AL65,$C$2:$V$2,0)),0))","v":580},"-",{"$f":"3.6*AV65/(4.19*(Калькулятор!$C$8-Калькулятор!$D$8))","v":49.807159904534601},{"$f":"IF(Калькулятор!$F$8<>70,INDEX($C$6:$V$17,MATCH(AM65,$B$6:$B$17,0),MATCH(AK65&AL65,$C$2:$V$2,0))*(Калькулятор!$F$8/70)^справочно!$Y$2,INDEX($C$6:$V$17,MATCH(AM65,$B$6:$B$17,0),MATCH(AK65&AL65,$C$2:$V$2,0)))","v":579.70000000000005}]
[null,null,null,null,null,null,null,null,null,null,null,null,null,null,null,null,null,null,null,null,null,null,null,null,null,null,"Конвектор внутрипольный Royal Thermo ATRIUM-90/250/1600-DG-U-NA","НС-1430124","RT-A-90/250/1600-DG-U-NA",{"$f":"SEARCH(\"-\",AC66)","v":3},{"$f":"SEARCH(\"-\",AC66,AD66+1)","v":5},{"$f":"SEARCH(\"/\",AC66)","v":8},{"$f":"SEARCH(\"/\",AC66,AF66+1)","v":12},{"$f":"SEARCH(\"-\",AC66,AE66+1)","v":17},{"$f":"SEARCH(\"-\",AC66,AH66+1)","v":20},{"$f":"SEARCH(\"-\",AC66,AI66+1)","v":22},{"$f":"MID($AC66,AE66+1,AF66-AE66-1)*1","v":90},{"$f":"MID($AC66,AF66+1,AG66-AF66-1)*1","v":250},{"$f":"MID($AC66,AG66+1,AH66-AG66-1)*1","v":1600},{"$f":"MID($AC66,AH66+1,AI66-AH66-1)","v":"DG"},{"$f":"MID($AC66,AI66+1,AJ66-AI66-1)","v":"U"},{"$f":"MID($AC66,AI66+3,LEN(AC66)-AI66-1)","v":"NA"},{"$f":"IF((IFERROR(IF(VLOOKUP(AK66,X:Y,2,0)=TRUE,1,0),0)+IFERROR(IF(VLOOKUP(AL66,X:Y,2,0)=TRUE,1,0),0)+IFERROR(IF(VLOOKUP(AN66,X:Y,2,0)=TRUE,1,0),0)+IFERROR(IF(VLOOKUP(AO66,X:Y,2,0)=TRUE,1,0),0)+IFERROR(IF(VLOOKUP(AP66,X:Y,2,0)=TRUE,1,0),0)+IF(AND(AM66>=Калькулятор!$C$14,AM66<=Калькулятор!$E$14),1,0)+IF(OR(AND(AS66>=Калькулятор!$C$11,AS66<=IF(ISBLANK(Калькулятор!$E$11),100000,Калькулятор!$E$11)),Калькулятор!$C$11&Калькулятор!$E$11=\"\"),1,0))=7,1,0)","v":1},{"$f":"SUM(AQ$2:AQ66)","v":65},{"$f":"IF(Калькулятор!$F$8<>70,ROUND(INDEX($C$6:$V$17,MATCH(AM66,$B$6:$B$17,0),MATCH(AK66&AL66,$C$2:$V$2,0))*(Калькулятор!$F$8/70)^справочно!$Y$2,0),ROUND(INDEX($C$6:$V$17,MATCH(AM66,$B$6:$B$17,0),MATCH(AK66&AL66,$C$2:$V$2,0)),0))","v":680},"-",{"$f":"3.6*AV66/(4.19*(Калькулятор!$C$8-Калькулятор!$D$8))","v":58.407637231503578},{"$f":"IF(Калькулятор!$F$8<>70,INDEX($C$6:$V$17,MATCH(AM66,$B$6:$B$17,0),MATCH(AK66&AL66,$C$2:$V$2,0))*(Калькулятор!$F$8/70)^справочно!$Y$2,INDEX($C$6:$V$17,MATCH(AM66,$B$6:$B$17,0),MATCH(AK66&AL66,$C$2:$V$2,0)))","v":679.80000000000007}]
[null,null,null,null,null,null,null,null,null,null,null,null,null,null,null,null,null,null,null,null,null,null,null,null,null,null,"Конвектор внутрипольный Royal Thermo ATRIUM-90/250/1800-DG-U-NA","НС-1430125","RT-A-90/250/1800-DG-U-NA",3,5,8,12,17,20,22,90,250,1800,"DG","U","NA",{"$f":"IF((IFERROR(IF(VLOOKUP(AK67,X:Y,2,0)=TRUE,1,0),0)+IFERROR(IF(VLOOKUP(AL67,X:Y,2,0)=TRUE,1,0),0)+IFERROR(IF(VLOOKUP(AN67,X:Y,2,0)=TRUE,1,0),0)+IFERROR(IF(VLOOKUP(AO67,X:Y,2,0)=TRUE,1,0),0)+IFERROR(IF(VLOOKUP(AP67,X:Y,2,0)=TRUE,1,0),0)+IF(AND(AM67>=Калькулятор!$C$14,AM67<=Калькулятор!$E$14),1,0)+IF(OR(AND(AS67>=Калькулятор!$C$11,AS67<=IF(ISBLANK(Калькулятор!$E$11),100000,Калькулятор!$E$11)),Калькулятор!$C$11&Калькулятор!$E$11=\"\"),1,0))=7,1,0)","v":1},{"$f":"SUM(AQ$2:AQ67)","v":66},{"$f":"IF(Калькулятор!$F$8<>70,ROUND(INDEX($C$6:$V$17,MATCH(AM67,$B$6:$B$17,0),MATCH(AK67&AL67,$C$2:$V$2,0))*(Калькулятор!$F$8/70)^справочно!$Y$2,0),ROUND(INDEX($C$6:$V$17,MATCH(AM67,$B$6:$B$17,0),MATCH(AK67&AL67,$C$2:$V$2,0)),0))","v":778},"-",{"$f":"3.6*AV67/(4.19*(Калькулятор!$C$8-Калькулятор!$D$8))","v":66.819093078758954},{"$f":"IF(Калькулятор!$F$8<>70,INDEX($C$6:$V$17,MATCH(AM67,$B$6:$B$17,0),MATCH(AK67&AL67,$C$2:$V$2,0))*(Калькулятор!$F$8/70)^справочно!$Y$2,INDEX($C$6:$V$17,MATCH(AM67,$B$6:$B$17,0),MATCH(AK67&AL67,$C$2:$V$2,0)))","v":777.7}]
[null,null,null,null,null,null,null,null,null,null,null,null,null,null,null,null,null,null,null,null,null,null,null,null,null,null,"Конвектор внутрипольный Royal Thermo ATRIUM-90/250/2000-DG-U-NA","НС-1430126","RT-A-90/250/2000-DG-U-NA",3,5,8,12,17,20,22,90,250,2000,"DG","U","NA",{"$f":"IF((IFERROR(IF(VLOOKUP(AK68,X:Y,2,0)=TRUE,1,0),0)+IFERROR(IF(VLOOKUP(AL68,X:Y,2,0)=TRUE,1,0),0)+IFERROR(IF(VLOOKUP(AN68,X:Y,2,0)=TRUE,1,0),0)+IFERROR(IF(VLOOKUP(AO68,X:Y,2,0)=TRUE,1,0),0)+IFERROR(IF(VLOOKUP(AP68,X:Y,2,0)=TRUE,1,0),0)+IF(AND(AM68>=Калькулятор!$C$14,AM68<=Калькулятор!$E$14),1,0)+IF(OR(AND(AS68>=Калькулятор!$C$11,AS68<=IF(ISBLANK(Калькулятор!$E$11),100000,Калькулятор!$E$11)),Калькулятор!$C$11&Калькулятор!$E$11=\"\"),1,0))=7,1,0)","v":1},{"$f":"SUM(AQ$2:AQ68)","v":67},{"$f":"IF(Калькулятор!$F$8<>70,ROUND(INDEX($C$6:$V$17,MATCH(AM68,$B$6:$B$17,0),MATCH(AK68&AL68,$C$2:$V$2,0))*(Калькулятор!$F$8/70)^справочно!$Y$2,0),ROUND(INDEX($C$6:$V$17,MATCH(AM68,$B$6:$B$17,0),MATCH(AK68&AL68,$C$2:$V$2,0)),0))","v":875},"-",{"$f":"3.6*AV68/(4.19*(Калькулятор!$C$8-Калькулятор!$D$8))","v":75.136038186157521},{"$f":"IF(Калькулятор!$F$8<>70,INDEX($C$6:$V$17,MATCH(AM68,$B$6:$B$17,0),MATCH(AK68&AL68,$C$2:$V$2,0))*(Калькулятор!$F$8/70)^справочно!$Y$2,INDEX($C$6:$V$17,MATCH(AM68,$B$6:$B$17,0),MATCH(AK68&AL68,$C$2:$V$2,0)))","v":874.50000000000011}]
[null,null,null,null,null,null,null,null,null,null,null,null,null,null,null,null,null,null,null,null,null,null,null,null,null,null,"Конвектор внутрипольный Royal Thermo ATRIUM-90/250/2200-DG-U-NA","НС-1477905","RT-A-90/250/2200-DG-U-NA",3,5,8,12,17,20,22,90,250,2200,"DG","U","NA",{"$f":"IF((IFERROR(IF(VLOOKUP(AK69,X:Y,2,0)=TRUE,1,0),0)+IFERROR(IF(VLOOKUP(AL69,X:Y,2,0)=TRUE,1,0),0)+IFERROR(IF(VLOOKUP(AN69,X:Y,2,0)=TRUE,1,0),0)+IFERROR(IF(VLOOKUP(AO69,X:Y,2,0)=TRUE,1,0),0)+IFERROR(IF(VLOOKUP(AP69,X:Y,2,0)=TRUE,1,0),0)+IF(AND(AM69>=Калькулятор!$C$14,AM69<=Калькулятор!$E$14),1,0)+IF(OR(AND(AS69>=Калькулятор!$C$11,AS69<=IF(ISBLANK(Калькулятор!$E$11),100000,Калькулятор!$E$11)),Калькулятор!$C$11&Калькулятор!$E$11=\"\"),1,0))=7,1,0)","v":1},{"$f":"SUM(AQ$2:AQ69)","v":68},{"$f":"IF(Калькулятор!$F$8<>70,ROUND(INDEX($C$6:$V$17,MATCH(AM69,$B$6:$B$17,0),MATCH(AK69&AL69,$C$2:$V$2,0))*(Калькулятор!$F$8/70)^справочно!$Y$2,0),ROUND(INDEX($C$6:$V$17,MATCH(AM69,$B$6:$B$17,0),MATCH(AK69&AL69,$C$2:$V$2,0)),0))","v":971},"-",{"$f":"3.6*AV69/(4.19*(Калькулятор!$C$8-Калькулятор!$D$8))","v":83.452983293556088},{"$f":"IF(Калькулятор!$F$8<>70,INDEX($C$6:$V$17,MATCH(AM69,$B$6:$B$17,0),MATCH(AK69&AL69,$C$2:$V$2,0))*(Калькулятор!$F$8/70)^справочно!$Y$2,INDEX($C$6:$V$17,MATCH(AM69,$B$6:$B$17,0),MATCH(AK69&AL69,$C$2:$V$2,0)))","v":971.30000000000007}]
[null,null,null,null,null,null,null,null,null,null,null,null,null,null,null,null,null,null,null,null,null,null,null,null,null,null,"Конвектор внутрипольный Royal Thermo ATRIUM-90/250/2400-DG-U-NA","НС-1477908","RT-A-90/250/2400-DG-U-NA",3,5,8,12,17,20,22,90,250,2400,"DG","U","NA",{"$f":"IF((IFERROR(IF(VLOOKUP(AK70,X:Y,2,0)=TRUE,1,0),0)+IFERROR(IF(VLOOKUP(AL70,X:Y,2,0)=TRUE,1,0),0)+IFERROR(IF(VLOOKUP(AN70,X:Y,2,0)=TRUE,1,0),0)+IFERROR(IF(VLOOKUP(AO70,X:Y,2,0)=TRUE,1,0),0)+IFERROR(IF(VLOOKUP(AP70,X:Y,2,0)=TRUE,1,0),0)+IF(AND(AM70>=Калькулятор!$C$14,AM70<=Калькулятор!$E$14),1,0)+IF(OR(AND(AS70>=Калькулятор!$C$11,AS70<=IF(ISBLANK(Калькулятор!$E$11),100000,Калькулятор!$E$11)),Калькулятор!$C$11&Калькулятор!$E$11=\"\"),1,0))=7,1,0)","v":1},{"$f":"SUM(AQ$2:AQ70)","v":69},{"$f":"IF(Калькулятор!$F$8<>70,ROUND(INDEX($C$6:$V$17,MATCH(AM70,$B$6:$B$17,0),MATCH(AK70&AL70,$C$2:$V$2,0))*(Калькулятор!$F$8/70)^справочно!$Y$2,0),ROUND(INDEX($C$6:$V$17,MATCH(AM70,$B$6:$B$17,0),MATCH(AK70&AL70,$C$2:$V$2,0)),0))","v":1091},"-",{"$f":"3.6*AV70/(4.19*(Калькулятор!$C$8-Калькулятор!$D$8))","v":93.754653937947481},{"$f":"IF(Калькулятор!$F$8<>70,INDEX($C$6:$V$17,MATCH(AM70,$B$6:$B$17,0),MATCH(AK70&AL70,$C$2:$V$2,0))*(Калькулятор!$F$8/70)^справочно!$Y$2,INDEX($C$6:$V$17,MATCH(AM70,$B$6:$B$17,0),MATCH(AK70&AL70,$C$2:$V$2,0)))","v":1091.2}]
[null,null,null,null,null,null,null,null,null,null,null,null,null,null,null,null,null,null,null,null,null,null,null,null,null,null,"Конвектор внутрипольный Royal Thermo ATRIUM-90/250/2600-DG-U-NA","НС-1477911","RT-A-90/250/2600-DG-U-NA",3,5,8,12,17,20,22,90,250,2600,"DG","U","NA",{"$f":"IF((IFERROR(IF(VLOOKUP(AK71,X:Y,2,0)=TRUE,1,0),0)+IFERROR(IF(VLOOKUP(AL71,X:Y,2,0)=TRUE,1,0),0)+IFERROR(IF(VLOOKUP(AN71,X:Y,2,0)=TRUE,1,0),0)+IFERROR(IF(VLOOKUP(AO71,X:Y,2,0)=TRUE,1,0),0)+IFERROR(IF(VLOOKUP(AP71,X:Y,2,0)=TRUE,1,0),0)+IF(AND(AM71>=Калькулятор!$C$14,AM71<=Калькулятор!$E$14),1,0)+IF(OR(AND(AS71>=Калькулятор!$C$11,AS71<=IF(ISBLANK(Калькулятор!$E$11),100000,Калькулятор!$E$11)),Калькулятор!$C$11&Калькулятор!$E$11=\"\"),1,0))=7,1,0)","v":1},{"$f":"SUM(AQ$2:AQ71)","v":70},{"$f":"IF(Калькулятор!$F$8<>70,ROUND(INDEX($C$6:$V$17,MATCH(AM71,$B$6:$B$17,0),MATCH(AK71&AL71,$C$2:$V$2,0))*(Калькулятор!$F$8/70)^справочно!$Y$2,0),ROUND(INDEX($C$6:$V$17,MATCH(AM71,$B$6:$B$17,0),MATCH(AK71&AL71,$C$2:$V$2,0)),0))","v":1205},"ЗО",{"$f":"3.6*AV71/(4.19*(Калькулятор!$C$8-Калькулятор!$D$8))","v":103.48926014319807},{"$f":"IF(Калькулятор!$F$8<>70,INDEX($C$6:$V$17,MATCH(AM71,$B$6:$B$17,0),MATCH(AK71&AL71,$C$2:$V$2,0))*(Калькулятор!$F$8/70)^справочно!$Y$2,INDEX($C$6:$V$17,MATCH(AM71,$B$6:$B$17,0),MATCH(AK71&AL71,$C$2:$V$2,0)))","v":1204.5}]
[null,null,null,null,null,null,null,null,null,null,null,null,null,null,null,null,null,null,null,null,null,null,null,null,null,null,"Конвектор внутрипольный Royal Thermo ATRIUM-90/250/2800-DG-U-NA","НС-1477914","RT-A-90/250/2800-DG-U-NA",3,5,8,12,17,20,22,90,250,2800,"DG","U","NA",{"$f":"IF((IFERROR(IF(VLOOKUP(AK72,X:Y,2,0)=TRUE,1,0),0)+IFERROR(IF(VLOOKUP(AL72,X:Y,2,0)=TRUE,1,0),0)+IFERROR(IF(VLOOKUP(AN72,X:Y,2,0)=TRUE,1,0),0)+IFERROR(IF(VLOOKUP(AO72,X:Y,2,0)=TRUE,1,0),0)+IFERROR(IF(VLOOKUP(AP72,X:Y,2,0)=TRUE,1,0),0)+IF(AND(AM72>=Калькулятор!$C$14,AM72<=Калькулятор!$E$14),1,0)+IF(OR(AND(AS72>=Калькулятор!$C$11,AS72<=IF(ISBLANK(Калькулятор!$E$11),100000,Калькулятор!$E$11)),Калькулятор!$C$11&Калькулятор!$E$11=\"\"),1,0))=7,1,0)","v":1},{"$f":"SUM(AQ$2:AQ72)","v":71},{"$f":"IF(Калькулятор!$F$8<>70,ROUND(INDEX($C$6:$V$17,MATCH(AM72,$B$6:$B$17,0),MATCH(AK72&AL72,$C$2:$V$2,0))*(Калькулятор!$F$8/70)^справочно!$Y$2,0),ROUND(INDEX($C$6:$V$17,MATCH(AM72,$B$6:$B$17,0),MATCH(AK72&AL72,$C$2:$V$2,0)),0))","v":1286},"ЗО",{"$f":"3.6*AV72/(4.19*(Калькулятор!$C$8-Калькулятор!$D$8))","v":110.48305489260143},{"$f":"IF(Калькулятор!$F$8<>70,INDEX($C$6:$V$17,MATCH(AM72,$B$6:$B$17,0),MATCH(AK72&AL72,$C$2:$V$2,0))*(Калькулятор!$F$8/70)^справочно!$Y$2,INDEX($C$6:$V$17,MATCH(AM72,$B$6:$B$17,0),MATCH(AK72&AL72,$C$2:$V$2,0)))","v":1285.9000000000001}]
[null,null,null,null,null,null,null,null,null,null,null,null,null,null,null,null,null,null,null,null,null,null,null,null,null,null,"Конвектор внутрипольный Royal Thermo ATRIUM-90/250/3000-DG-U-NA","НС-1477917","RT-A-90/250/3000-DG-U-NA",3,5,8,12,17,20,22,90,250,3000,"DG","U","NA",{"$f":"IF((IFERROR(IF(VLOOKUP(AK73,X:Y,2,0)=TRUE,1,0),0)+IFERROR(IF(VLOOKUP(AL73,X:Y,2,0)=TRUE,1,0),0)+IFERROR(IF(VLOOKUP(AN73,X:Y,2,0)=TRUE,1,0),0)+IFERROR(IF(VLOOKUP(AO73,X:Y,2,0)=TRUE,1,0),0)+IFERROR(IF(VLOOKUP(AP73,X:Y,2,0)=TRUE,1,0),0)+IF(AND(AM73>=Калькулятор!$C$14,AM73<=Калькулятор!$E$14),1,0)+IF(OR(AND(AS73>=Калькулятор!$C$11,AS73<=IF(ISBLANK(Калькулятор!$E$11),100000,Калькулятор!$E$11)),Калькулятор!$C$11&Калькулятор!$E$11=\"\"),1,0))=7,1,0)","v":1},{"$f":"SUM(AQ$2:AQ73)","v":72},{"$f":"IF(Калькулятор!$F$8<>70,ROUND(INDEX($C$6:$V$17,MATCH(AM73,$B$6:$B$17,0),MATCH(AK73&AL73,$C$2:$V$2,0))*(Калькулятор!$F$8/70)^справочно!$Y$2,0),ROUND(INDEX($C$6:$V$17,MATCH(AM73,$B$6:$B$17,0),MATCH(AK73&AL73,$C$2:$V$2,0)),0))","v":1383},"ЗО",{"$f":"3.6*AV73/(4.19*(Калькулятор!$C$8-Калькулятор!$D$8))","v":118.79999999999998},{"$f":"IF(Калькулятор!$F$8<>70,INDEX($C$6:$V$17,MATCH(AM73,$B$6:$B$17,0),MATCH(AK73&AL73,$C$2:$V$2,0))*(Калькулятор!$F$8/70)^справочно!$Y$2,INDEX($C$6:$V$17,MATCH(AM73,$B$6:$B$17,0),MATCH(AK73&AL73,$C$2:$V$2,0)))","v":1382.7}]
[null,null,null,null,null,null,null,null,null,null,null,null,null,null,null,null,null,null,null,null,null,null,null,null,null,null,"Конвектор внутрипольный Royal Thermo ATRIUM-90/300/800-DG-U-NA","НС-1477957","RT-A-90/300/800-DG-U-NA",3,5,8,12,16,19,21,90,300,800,"DG","U","NA",{"$f":"IF((IFERROR(IF(VLOOKUP(AK74,X:Y,2,0)=TRUE,1,0),0)+IFERROR(IF(VLOOKUP(AL74,X:Y,2,0)=TRUE,1,0),0)+IFERROR(IF(VLOOKUP(AN74,X:Y,2,0)=TRUE,1,0),0)+IFERROR(IF(VLOOKUP(AO74,X:Y,2,0)=TRUE,1,0),0)+IFERROR(IF(VLOOKUP(AP74,X:Y,2,0)=TRUE,1,0),0)+IF(AND(AM74>=Калькулятор!$C$14,AM74<=Калькулятор!$E$14),1,0)+IF(OR(AND(AS74>=Калькулятор!$C$11,AS74<=IF(ISBLANK(Калькулятор!$E$11),100000,Калькулятор!$E$11)),Калькулятор!$C$11&Калькулятор!$E$11=\"\"),1,0))=7,1,0)","v":1},{"$f":"SUM(AQ$2:AQ74)","v":73},{"$f":"IF(Калькулятор!$F$8<>70,ROUND(INDEX($C$6:$V$17,MATCH(AM74,$B$6:$B$17,0),MATCH(AK74&AL74,$C$2:$V$2,0))*(Калькулятор!$F$8/70)^справочно!$Y$2,0),ROUND(INDEX($C$6:$V$17,MATCH(AM74,$B$6:$B$17,0),MATCH(AK74&AL74,$C$2:$V$2,0)),0))","v":384},"ЗО",{"$f":"3.6*AV74/(4.19*(Калькулятор!$C$8-Калькулятор!$D$8))","v":32.984248210023864},{"$f":"IF(Калькулятор!$F$8<>70,INDEX($C$6:$V$17,MATCH(AM74,$B$6:$B$17,0),MATCH(AK74&AL74,$C$2:$V$2,0))*(Калькулятор!$F$8/70)^справочно!$Y$2,INDEX($C$6:$V$17,MATCH(AM74,$B$6:$B$17,0),MATCH(AK74&AL74,$C$2:$V$2,0)))","v":383.90000000000003},"DB"]
[null,null,null,null,null,null,null,null,null,null,null,null,null,null,null,null,null,null,null,null,null,null,null,null,null,null,"Конвектор внутрипольный Royal Thermo ATRIUM-90/300/1000-DG-U-NA","НС-1430133","RT-A-90/300/1000-DG-U-NA",3,5,8,12,17,20,22,90,300,1000,"DG","U","NA",{"$f":"IF((IFERROR(IF(VLOOKUP(AK75,X:Y,2,0)=TRUE,1,0),0)+IFERROR(IF(VLOOKUP(AL75,X:Y,2,0)=TRUE,1,0),0)+IFERROR(IF(VLOOKUP(AN75,X:Y,2,0)=TRUE,1,0),0)+IFERROR(IF(VLOOKUP(AO75,X:Y,2,0)=TRUE,1,0),0)+IFERROR(IF(VLOOKUP(AP75,X:Y,2,0)=TRUE,1,0),0)+IF(AND(AM75>=Калькулятор!$C$14,AM75<=Калькулятор!$E$14),1,0)+IF(OR(AND(AS75>=Калькулятор!$C$11,AS75<=IF(ISBLANK(Калькулятор!$E$11),100000,Калькулятор!$E$11)),Калькулятор!$C$11&Калькулятор!$E$11=\"\"),1,0))=7,1,0)","v":1},{"$f":"SUM(AQ$2:AQ75)","v":74},{"$f":"IF(Калькулятор!$F$8<>70,ROUND(INDEX($C$6:$V$17,MATCH(AM75,$B$6:$B$17,0),MATCH(AK75&AL75,$C$2:$V$2,0))*(Калькулятор!$F$8/70)^справочно!$Y$2,0),ROUND(INDEX($C$6:$V$17,MATCH(AM75,$B$6:$B$17,0),MATCH(AK75&AL75,$C$2:$V$2,0)),0))","v":494},"ЗО",{"$f":"3.6*AV75/(4.19*(Калькулятор!$C$8-Калькулятор!$D$8))","v":42.435322195704053},{"$f":"IF(Калькулятор!$F$8<>70,INDEX($C$6:$V$17,MATCH(AM75,$B$6:$B$17,0),MATCH(AK75&AL75,$C$2:$V$2,0))*(Калькулятор!$F$8/70)^справочно!$Y$2,INDEX($C$6:$V$17,MATCH(AM75,$B$6:$B$17,0),MATCH(AK75&AL75,$C$2:$V$2,0)))","v":493.90000000000003}]
[null,null,null,null,null,null,null,null,null,null,null,null,null,null,null,null,null,null,null,null,null,null,null,null,null,null,"Конвектор внутрипольный Royal Thermo ATRIUM-90/300/1200-DG-U-NA","НС-1430134","RT-A-90/300/1200-DG-U-NA",3,5,8,12,17,20,22,90,300,1200,"DG","U","NA",{"$f":"IF((IFERROR(IF(VLOOKUP(AK76,X:Y,2,0)=TRUE,1,0),0)+IFERROR(IF(VLOOKUP(AL76,X:Y,2,0)=TRUE,1,0),0)+IFERROR(IF(VLOOKUP(AN76,X:Y,2,0)=TRUE,1,0),0)+IFERROR(IF(VLOOKUP(AO76,X:Y,2,0)=TRUE,1,0),0)+IFERROR(IF(VLOOKUP(AP76,X:Y,2,0)=TRUE,1,0),0)+IF(AND(AM76>=Калькулятор!$C$14,AM76<=Калькулятор!$E$14),1,0)+IF(OR(AND(AS76>=Калькулятор!$C$11,AS76<=IF(ISBLANK(Калькулятор!$E$11),100000,Калькулятор!$E$11)),Калькулятор!$C$11&Калькулятор!$E$11=\"\"),1,0))=7,1,0)","v":1},{"$f":"SUM(AQ$2:AQ76)","v":75},{"$f":"IF(Калькулятор!$F$8<>70,ROUND(INDEX($C$6:$V$17,MATCH(AM76,$B$6:$B$17,0),MATCH(AK76&AL76,$C$2:$V$2,0))*(Калькулятор!$F$8/70)^справочно!$Y$2,0),ROUND(INDEX($C$6:$V$17,MATCH(AM76,$B$6:$B$17,0),MATCH(AK76&AL76,$C$2:$V$2,0)),0))","v":605},"ЗО",{"$f":"3.6*AV76/(4.19*(Калькулятор!$C$8-Калькулятор!$D$8))","v":51.980906921241044},{"$f":"IF(Калькулятор!$F$8<>70,INDEX($C$6:$V$17,MATCH(AM76,$B$6:$B$17,0),MATCH(AK76&AL76,$C$2:$V$2,0))*(Калькулятор!$F$8/70)^справочно!$Y$2,INDEX($C$6:$V$17,MATCH(AM76,$B$6:$B$17,0),MATCH(AK76&AL76,$C$2:$V$2,0)))","v":605}]
[null,null,null,null,null,null,null,null,null,null,null,null,null,null,null,null,null,null,null,null,null,null,null,null,null,null,"Конвектор внутрипольный Royal Thermo ATRIUM-90/300/1400-DG-U-NA","НС-1430135","RT-A-90/300/1400-DG-U-NA",3,5,8,12,17,20,22,90,300,1400,"DG","U","NA",{"$f":"IF((IFERROR(IF(VLOOKUP(AK77,X:Y,2,0)=TRUE,1,0),0)+IFERROR(IF(VLOOKUP(AL77,X:Y,2,0)=TRUE,1,0),0)+IFERROR(IF(VLOOKUP(AN77,X:Y,2,0)=TRUE,1,0),0)+IFERROR(IF(VLOOKUP(AO77,X:Y,2,0)=TRUE,1,0),0)+IFERROR(IF(VLOOKUP(AP77,X:Y,2,0)=TRUE,1,0),0)+IF(AND(AM77>=Калькулятор!$C$14,AM77<=Калькулятор!$E$14),1,0)+IF(OR(AND(AS77>=Калькулятор!$C$11,AS77<=IF(ISBLANK(Калькулятор!$E$11),100000,Калькулятор!$E$11)),Калькулятор!$C$11&Калькулятор!$E$11=\"\"),1,0))=7,1,0)","v":1},{"$f":"SUM(AQ$2:AQ77)","v":76},{"$f":"IF(Калькулятор!$F$8<>70,ROUND(INDEX($C$6:$V$17,MATCH(AM77,$B$6:$B$17,0),MATCH(AK77&AL77,$C$2:$V$2,0))*(Калькулятор!$F$8/70)^справочно!$Y$2,0),ROUND(INDEX($C$6:$V$17,MATCH(AM77,$B$6:$B$17,0),MATCH(AK77&AL77,$C$2:$V$2,0)),0))","v":718},"ЗО",{"$f":"3.6*AV77/(4.19*(Калькулятор!$C$8-Калькулятор!$D$8))","v":61.715513126491643},{"$f":"IF(Калькулятор!$F$8<>70,INDEX($C$6:$V$17,MATCH(AM77,$B$6:$B$17,0),MATCH(AK77&AL77,$C$2:$V$2,0))*(Калькулятор!$F$8/70)^справочно!$Y$2,INDEX($C$6:$V$17,MATCH(AM77,$B$6:$B$17,0),MATCH(AK77&AL77,$C$2:$V$2,0)))","v":718.30000000000007}]
[null,null,null,null,null,null,null,null,null,null,null,null,null,null,null,null,null,null,null,null,null,null,null,null,null,null,"Конвектор внутрипольный Royal Thermo ATRIUM-90/300/1600-DG-U-NA","НС-1430136","RT-A-90/300/1600-DG-U-NA",3,5,8,12,17,20,22,90,300,1600,"DG","U","NA",{"$f":"IF((IFERROR(IF(VLOOKUP(AK78,X:Y,2,0)=TRUE,1,0),0)+IFERROR(IF(VLOOKUP(AL78,X:Y,2,0)=TRUE,1,0),0)+IFERROR(IF(VLOOKUP(AN78,X:Y,2,0)=TRUE,1,0),0)+IFERROR(IF(VLOOKUP(AO78,X:Y,2,0)=TRUE,1,0),0)+IFERROR(IF(VLOOKUP(AP78,X:Y,2,0)=TRUE,1,0),0)+IF(AND(AM78>=Калькулятор!$C$14,AM78<=Калькулятор!$E$14),1,0)+IF(OR(AND(AS78>=Калькулятор!$C$11,AS78<=IF(ISBLANK(Калькулятор!$E$11),100000,Калькулятор!$E$11)),Калькулятор!$C$11&Калькулятор!$E$11=\"\"),1,0))=7,1,0)","v":1},{"$f":"SUM(AQ$2:AQ78)","v":77},{"$f":"IF(Калькулятор!$F$8<>70,ROUND(INDEX($C$6:$V$17,MATCH(AM78,$B$6:$B$17,0),MATCH(AK78&AL78,$C$2:$V$2,0))*(Калькулятор!$F$8/70)^справочно!$Y$2,0),ROUND(INDEX($C$6:$V$17,MATCH(AM78,$B$6:$B$17,0),MATCH(AK78&AL78,$C$2:$V$2,0)),0))","v":826},"ЗО",{"$f":"3.6*AV78/(4.19*(Калькулятор!$C$8-Калькулятор!$D$8))","v":70.977565632458223},{"$f":"IF(Калькулятор!$F$8<>70,INDEX($C$6:$V$17,MATCH(AM78,$B$6:$B$17,0),MATCH(AK78&AL78,$C$2:$V$2,0))*(Калькулятор!$F$8/70)^справочно!$Y$2,INDEX($C$6:$V$17,MATCH(AM78,$B$6:$B$17,0),MATCH(AK78&AL78,$C$2:$V$2,0)))","v":826.1}]
[null,null,null,null,null,null,null,null,null,null,null,null,null,null,null,null,null,null,null,null,null,null,null,null,null,null,"Конвектор внутрипольный Royal Thermo ATRIUM-90/300/1800-DG-U-NA","НС-1430137","RT-A-90/300/1800-DG-U-NA",3,5,8,12,17,20,22,90,300,1800,"DG","U","NA",{"$f":"IF((IFERROR(IF(VLOOKUP(AK79,X:Y,2,0)=TRUE,1,0),0)+IFERROR(IF(VLOOKUP(AL79,X:Y,2,0)=TRUE,1,0),0)+IFERROR(IF(VLOOKUP(AN79,X:Y,2,0)=TRUE,1,0),0)+IFERROR(IF(VLOOKUP(AO79,X:Y,2,0)=TRUE,1,0),0)+IFERROR(IF(VLOOKUP(AP79,X:Y,2,0)=TRUE,1,0),0)+IF(AND(AM79>=Калькулятор!$C$14,AM79<=Калькулятор!$E$14),1,0)+IF(OR(AND(AS79>=Калькулятор!$C$11,AS79<=IF(ISBLANK(Калькулятор!$E$11),100000,Калькулятор!$E$11)),Калькулятор!$C$11&Калькулятор!$E$11=\"\"),1,0))=7,1,0)","v":1},{"$f":"SUM(AQ$2:AQ79)","v":78},{"$f":"IF(Калькулятор!$F$8<>70,ROUND(INDEX($C$6:$V$17,MATCH(AM79,$B$6:$B$17,0),MATCH(AK79&AL79,$C$2:$V$2,0))*(Калькулятор!$F$8/70)^справочно!$Y$2,0),ROUND(INDEX($C$6:$V$17,MATCH(AM79,$B$6:$B$17,0),MATCH(AK79&AL79,$C$2:$V$2,0)),0))","v":936},"ЗО",{"$f":"3.6*AV79/(4.19*(Калькулятор!$C$8-Калькулятор!$D$8))","v":80.428639618138419},{"$f":"IF(Калькулятор!$F$8<>70,INDEX($C$6:$V$17,MATCH(AM79,$B$6:$B$17,0),MATCH(AK79&AL79,$C$2:$V$2,0))*(Калькулятор!$F$8/70)^справочно!$Y$2,INDEX($C$6:$V$17,MATCH(AM79,$B$6:$B$17,0),MATCH(AK79&AL79,$C$2:$V$2,0)))","v":936.1}]
[null,null,null,null,null,null,null,null,null,null,null,null,null,null,null,null,null,null,null,null,null,null,null,null,null,null,"Конвектор внутрипольный Royal Thermo ATRIUM-90/300/2000-DG-U-NA","НС-1430138","RT-A-90/300/2000-DG-U-NA",3,5,8,12,17,20,22,90,300,2000,"DG","U","NA",{"$f":"IF((IFERROR(IF(VLOOKUP(AK80,X:Y,2,0)=TRUE,1,0),0)+IFERROR(IF(VLOOKUP(AL80,X:Y,2,0)=TRUE,1,0),0)+IFERROR(IF(VLOOKUP(AN80,X:Y,2,0)=TRUE,1,0),0)+IFERROR(IF(VLOOKUP(AO80,X:Y,2,0)=TRUE,1,0),0)+IFERROR(IF(VLOOKUP(AP80,X:Y,2,0)=TRUE,1,0),0)+IF(AND(AM80>=Калькулятор!$C$14,AM80<=Калькулятор!$E$14),1,0)+IF(OR(AND(AS80>=Калькулятор!$C$11,AS80<=IF(ISBLANK(Калькулятор!$E$11),100000,Калькулятор!$E$11)),Калькулятор!$C$11&Калькулятор!$E$11=\"\"),1,0))=7,1,0)","v":1},{"$f":"SUM(AQ$2:AQ80)","v":79},{"$f":"IF(Калькулятор!$F$8<>70,ROUND(INDEX($C$6:$V$17,MATCH(AM80,$B$6:$B$17,0),MATCH(AK80&AL80,$C$2:$V$2,0))*(Калькулятор!$F$8/70)^справочно!$Y$2,0),ROUND(INDEX($C$6:$V$17,MATCH(AM80,$B$6:$B$17,0),MATCH(AK80&AL80,$C$2:$V$2,0)),0))","v":1047},"ЗО",{"$f":"3.6*AV80/(4.19*(Калькулятор!$C$8-Калькулятор!$D$8))","v":89.974224343675402},{"$f":"IF(Калькулятор!$F$8<>70,INDEX($C$6:$V$17,MATCH(AM80,$B$6:$B$17,0),MATCH(AK80&AL80,$C$2:$V$2,0))*(Калькулятор!$F$8/70)^справочно!$Y$2,INDEX($C$6:$V$17,MATCH(AM80,$B$6:$B$17,0),MATCH(AK80&AL80,$C$2:$V$2,0)))","v":1047.2}]
[null,null,null,null,null,null,null,null,null,null,null,null,null,null,null,null,null,null,null,null,null,null,null,null,null,null,"Конвектор внутрипольный Royal Thermo ATRIUM-90/300/2200-DG-U-NA","НС-1477942","RT-A-90/300/2200-DG-U-NA",3,5,8,12,17,20,22,90,300,2200,"DG","U","NA",{"$f":"IF((IFERROR(IF(VLOOKUP(AK81,X:Y,2,0)=TRUE,1,0),0)+IFERROR(IF(VLOOKUP(AL81,X:Y,2,0)=TRUE,1,0),0)+IFERROR(IF(VLOOKUP(AN81,X:Y,2,0)=TRUE,1,0),0)+IFERROR(IF(VLOOKUP(AO81,X:Y,2,0)=TRUE,1,0),0)+IFERROR(IF(VLOOKUP(AP81,X:Y,2,0)=TRUE,1,0),0)+IF(AND(AM81>=Калькулятор!$C$14,AM81<=Калькулятор!$E$14),1,0)+IF(OR(AND(AS81>=Калькулятор!$C$11,AS81<=IF(ISBLANK(Калькулятор!$E$11),100000,Калькулятор!$E$11)),Калькулятор!$C$11&Калькулятор!$E$11=\"\"),1,0))=7,1,0)","v":1},{"$f":"SUM(AQ$2:AQ81)","v":80},{"$f":"IF(Калькулятор!$F$8<>70,ROUND(INDEX($C$6:$V$17,MATCH(AM81,$B$6:$B$17,0),MATCH(AK81&AL81,$C$2:$V$2,0))*(Калькулятор!$F$8/70)^справочно!$Y$2,0),ROUND(INDEX($C$6:$V$17,MATCH(AM81,$B$6:$B$17,0),MATCH(AK81&AL81,$C$2:$V$2,0)),0))","v":1157},"ЗО",{"$f":"3.6*AV81/(4.19*(Калькулятор!$C$8-Калькулятор!$D$8))","v":99.425298329355599},{"$f":"IF(Калькулятор!$F$8<>70,INDEX($C$6:$V$17,MATCH(AM81,$B$6:$B$17,0),MATCH(AK81&AL81,$C$2:$V$2,0))*(Калькулятор!$F$8/70)^справочно!$Y$2,INDEX($C$6:$V$17,MATCH(AM81,$B$6:$B$17,0),MATCH(AK81&AL81,$C$2:$V$2,0)))","v":1157.2}]
[null,null,null,null,null,null,null,null,null,null,null,null,null,null,null,null,null,null,null,null,null,null,null,null,null,null,"Конвектор внутрипольный Royal Thermo ATRIUM-90/300/2400-DG-U-NA","НС-1477945","RT-A-90/300/2400-DG-U-NA",3,5,8,12,17,20,22,90,300,2400,"DG","U","NA",{"$f":"IF((IFERROR(IF(VLOOKUP(AK82,X:Y,2,0)=TRUE,1,0),0)+IFERROR(IF(VLOOKUP(AL82,X:Y,2,0)=TRUE,1,0),0)+IFERROR(IF(VLOOKUP(AN82,X:Y,2,0)=TRUE,1,0),0)+IFERROR(IF(VLOOKUP(AO82,X:Y,2,0)=TRUE,1,0),0)+IFERROR(IF(VLOOKUP(AP82,X:Y,2,0)=TRUE,1,0),0)+IF(AND(AM82>=Калькулятор!$C$14,AM82<=Калькулятор!$E$14),1,0)+IF(OR(AND(AS82>=Калькулятор!$C$11,AS82<=IF(ISBLANK(Калькулятор!$E$11),100000,Калькулятор!$E$11)),Калькулятор!$C$11&Калькулятор!$E$11=\"\"),1,0))=7,1,0)","v":1},{"$f":"SUM(AQ$2:AQ82)","v":81},{"$f":"IF(Калькулятор!$F$8<>70,ROUND(INDEX($C$6:$V$17,MATCH(AM82,$B$6:$B$17,0),MATCH(AK82&AL82,$C$2:$V$2,0))*(Калькулятор!$F$8/70)^справочно!$Y$2,0),ROUND(INDEX($C$6:$V$17,MATCH(AM82,$B$6:$B$17,0),MATCH(AK82&AL82,$C$2:$V$2,0)),0))","v":1268},"ЗО",{"$f":"3.6*AV82/(4.19*(Калькулятор!$C$8-Калькулятор!$D$8))","v":108.97088305489261},{"$f":"IF(Калькулятор!$F$8<>70,INDEX($C$6:$V$17,MATCH(AM82,$B$6:$B$17,0),MATCH(AK82&AL82,$C$2:$V$2,0))*(Калькулятор!$F$8/70)^справочно!$Y$2,INDEX($C$6:$V$17,MATCH(AM82,$B$6:$B$17,0),MATCH(AK82&AL82,$C$2:$V$2,0)))","v":1268.3000000000002}]
[null,null,null,null,null,null,null,null,null,null,null,null,null,null,null,null,null,null,null,null,null,null,null,null,null,null,"Конвектор внутрипольный Royal Thermo ATRIUM-90/300/2600-DG-U-NA","НС-1477948","RT-A-90/300/2600-DG-U-NA",3,5,8,12,17,20,22,90,300,2600,"DG","U","NA",{"$f":"IF((IFERROR(IF(VLOOKUP(AK83,X:Y,2,0)=TRUE,1,0),0)+IFERROR(IF(VLOOKUP(AL83,X:Y,2,0)=TRUE,1,0),0)+IFERROR(IF(VLOOKUP(AN83,X:Y,2,0)=TRUE,1,0),0)+IFERROR(IF(VLOOKUP(AO83,X:Y,2,0)=TRUE,1,0),0)+IFERROR(IF(VLOOKUP(AP83,X:Y,2,0)=TRUE,1,0),0)+IF(AND(AM83>=Калькулятор!$C$14,AM83<=Калькулятор!$E$14),1,0)+IF(OR(AND(AS83>=Калькулятор!$C$11,AS83<=IF(ISBLANK(Калькулятор!$E$11),100000,Калькулятор!$E$11)),Калькулятор!$C$11&Калькулятор!$E$11=\"\"),1,0))=7,1,0)","v":1},{"$f":"SUM(AQ$2:AQ83)","v":82},{"$f":"IF(Калькулятор!$F$8<>70,ROUND(INDEX($C$6:$V$17,MATCH(AM83,$B$6:$B$17,0),MATCH(AK83&AL83,$C$2:$V$2,0))*(Калькулятор!$F$8/70)^справочно!$Y$2,0),ROUND(INDEX($C$6:$V$17,MATCH(AM83,$B$6:$B$17,0),MATCH(AK83&AL83,$C$2:$V$2,0)),0))","v":1378},"ЗО",{"$f":"3.6*AV83/(4.19*(Калькулятор!$C$8-Калькулятор!$D$8))","v":118.42195704057281},{"$f":"IF(Калькулятор!$F$8<>70,INDEX($C$6:$V$17,MATCH(AM83,$B$6:$B$17,0),MATCH(AK83&AL83,$C$2:$V$2,0))*(Калькулятор!$F$8/70)^справочно!$Y$2,INDEX($C$6:$V$17,MATCH(AM83,$B$6:$B$17,0),MATCH(AK83&AL83,$C$2:$V$2,0)))","v":1378.3000000000002}]
[null,null,null,null,null,null,null,null,null,null,null,null,null,null,null,null,null,null,null,null,null,null,null,null,null,null,"Конвектор внутрипольный Royal Thermo ATRIUM-90/300/2800-DG-U-NA","НС-1477951","RT-A-90/300/2800-DG-U-NA",3,5,8,12,17,20,22,90,300,2800,"DG","U","NA",{"$f":"IF((IFERROR(IF(VLOOKUP(AK84,X:Y,2,0)=TRUE,1,0),0)+IFERROR(IF(VLOOKUP(AL84,X:Y,2,0)=TRUE,1,0),0)+IFERROR(IF(VLOOKUP(AN84,X:Y,2,0)=TRUE,1,0),0)+IFERROR(IF(VLOOKUP(AO84,X:Y,2,0)=TRUE,1,0),0)+IFERROR(IF(VLOOKUP(AP84,X:Y,2,0)=TRUE,1,0),0)+IF(AND(AM84>=Калькулятор!$C$14,AM84<=Калькулятор!$E$14),1,0)+IF(OR(AND(AS84>=Калькулятор!$C$11,AS84<=IF(ISBLANK(Калькулятор!$E$11),100000,Калькулятор!$E$11)),Калькулятор!$C$11&Калькулятор!$E$11=\"\"),1,0))=7,1,0)","v":1},{"$f":"SUM(AQ$2:AQ84)","v":83},{"$f":"IF(Калькулятор!$F$8<>70,ROUND(INDEX($C$6:$V$17,MATCH(AM84,$B$6:$B$17,0),MATCH(AK84&AL84,$C$2:$V$2,0))*(Калькулятор!$F$8/70)^справочно!$Y$2,0),ROUND(INDEX($C$6:$V$17,MATCH(AM84,$B$6:$B$17,0),MATCH(AK84&AL84,$C$2:$V$2,0)),0))","v":1489},"ЗО",{"$f":"3.6*AV84/(4.19*(Калькулятор!$C$8-Калькулятор!$D$8))","v":127.96754176610978},{"$f":"IF(Калькулятор!$F$8<>70,INDEX($C$6:$V$17,MATCH(AM84,$B$6:$B$17,0),MATCH(AK84&AL84,$C$2:$V$2,0))*(Калькулятор!$F$8/70)^справочно!$Y$2,INDEX($C$6:$V$17,MATCH(AM84,$B$6:$B$17,0),MATCH(AK84&AL84,$C$2:$V$2,0)))","v":1489.4}]
[null,null,null,null,null,null,null,null,null,null,null,null,null,null,null,null,null,null,null,null,null,null,null,null,null,null,"Конвектор внутрипольный Royal Thermo ATRIUM-90/300/3000-DG-U-NA","НС-1477954","RT-A-90/300/3000-DG-U-NA",3,5,8,12,17,20,22,90,300,3000,"DG","U","NA",{"$f":"IF((IFERROR(IF(VLOOKUP(AK85,X:Y,2,0)=TRUE,1,0),0)+IFERROR(IF(VLOOKUP(AL85,X:Y,2,0)=TRUE,1,0),0)+IFERROR(IF(VLOOKUP(AN85,X:Y,2,0)=TRUE,1,0),0)+IFERROR(IF(VLOOKUP(AO85,X:Y,2,0)=TRUE,1,0),0)+IFERROR(IF(VLOOKUP(AP85,X:Y,2,0)=TRUE,1,0),0)+IF(AND(AM85>=Калькулятор!$C$14,AM85<=Калькулятор!$E$14),1,0)+IF(OR(AND(AS85>=Калькулятор!$C$11,AS85<=IF(ISBLANK(Калькулятор!$E$11),100000,Калькулятор!$E$11)),Калькулятор!$C$11&Калькулятор!$E$11=\"\"),1,0))=7,1,0)","v":1},{"$f":"SUM(AQ$2:AQ85)","v":84},{"$f":"IF(Калькулятор!$F$8<>70,ROUND(INDEX($C$6:$V$17,MATCH(AM85,$B$6:$B$17,0),MATCH(AK85&AL85,$C$2:$V$2,0))*(Калькулятор!$F$8/70)^справочно!$Y$2,0),ROUND(INDEX($C$6:$V$17,MATCH(AM85,$B$6:$B$17,0),MATCH(AK85&AL85,$C$2:$V$2,0)),0))","v":1599},"ЗО",{"$f":"3.6*AV85/(4.19*(Калькулятор!$C$8-Калькулятор!$D$8))","v":137.41861575178996},{"$f":"IF(Калькулятор!$F$8<>70,INDEX($C$6:$V$17,MATCH(AM85,$B$6:$B$17,0),MATCH(AK85&AL85,$C$2:$V$2,0))*(Калькулятор!$F$8/70)^справочно!$Y$2,INDEX($C$6:$V$17,MATCH(AM85,$B$6:$B$17,0),MATCH(AK85&AL85,$C$2:$V$2,0)))","v":1599.4}]
[null,null,null,null,null,null,null,null,null,null,null,null,null,null,null,null,null,null,null,null,null,null,null,null,null,null,"Конвектор внутрипольный Royal Thermo ATRIUM-90/400/800-DG-U-NA","НС-1477991","RT-A-90/400/800-DG-U-NA",3,5,8,12,16,19,21,90,400,800,"DG","U","NA",{"$f":"IF((IFERROR(IF(VLOOKUP(AK86,X:Y,2,0)=TRUE,1,0),0)+IFERROR(IF(VLOOKUP(AL86,X:Y,2,0)=TRUE,1,0),0)+IFERROR(IF(VLOOKUP(AN86,X:Y,2,0)=TRUE,1,0),0)+IFERROR(IF(VLOOKUP(AO86,X:Y,2,0)=TRUE,1,0),0)+IFERROR(IF(VLOOKUP(AP86,X:Y,2,0)=TRUE,1,0),0)+IF(AND(AM86>=Калькулятор!$C$14,AM86<=Калькулятор!$E$14),1,0)+IF(OR(AND(AS86>=Калькулятор!$C$11,AS86<=IF(ISBLANK(Калькулятор!$E$11),100000,Калькулятор!$E$11)),Калькулятор!$C$11&Калькулятор!$E$11=\"\"),1,0))=7,1,0)","v":1},{"$f":"SUM(AQ$2:AQ86)","v":85},{"$f":"IF(Калькулятор!$F$8<>70,ROUND(INDEX($C$6:$V$17,MATCH(AM86,$B$6:$B$17,0),MATCH(AK86&AL86,$C$2:$V$2,0))*(Калькулятор!$F$8/70)^справочно!$Y$2,0),ROUND(INDEX($C$6:$V$17,MATCH(AM86,$B$6:$B$17,0),MATCH(AK86&AL86,$C$2:$V$2,0)),0))","v":516},"ЗО",{"$f":"3.6*AV86/(4.19*(Калькулятор!$C$8-Калькулятор!$D$8))","v":44.3255369928401},{"$f":"IF(Калькулятор!$F$8<>70,INDEX($C$6:$V$17,MATCH(AM86,$B$6:$B$17,0),MATCH(AK86&AL86,$C$2:$V$2,0))*(Калькулятор!$F$8/70)^справочно!$Y$2,INDEX($C$6:$V$17,MATCH(AM86,$B$6:$B$17,0),MATCH(AK86&AL86,$C$2:$V$2,0)))","v":515.90000000000009}]
[null,null,null,null,null,null,null,null,null,null,null,null,null,null,null,null,null,null,null,null,null,null,null,null,null,null,"Конвектор внутрипольный Royal Thermo ATRIUM-90/400/1000-DG-U-NA","НС-1477963","RT-A-90/400/1000-DG-U-NA",3,5,8,12,17,20,22,90,400,1000,"DG","U","NA",{"$f":"IF((IFERROR(IF(VLOOKUP(AK87,X:Y,2,0)=TRUE,1,0),0)+IFERROR(IF(VLOOKUP(AL87,X:Y,2,0)=TRUE,1,0),0)+IFERROR(IF(VLOOKUP(AN87,X:Y,2,0)=TRUE,1,0),0)+IFERROR(IF(VLOOKUP(AO87,X:Y,2,0)=TRUE,1,0),0)+IFERROR(IF(VLOOKUP(AP87,X:Y,2,0)=TRUE,1,0),0)+IF(AND(AM87>=Калькулятор!$C$14,AM87<=Калькулятор!$E$14),1,0)+IF(OR(AND(AS87>=Калькулятор!$C$11,AS87<=IF(ISBLANK(Калькулятор!$E$11),100000,Калькулятор!$E$11)),Калькулятор!$C$11&Калькулятор!$E$11=\"\"),1,0))=7,1,0)","v":1},{"$f":"SUM(AQ$2:AQ87)","v":86},{"$f":"IF(Калькулятор!$F$8<>70,ROUND(INDEX($C$6:$V$17,MATCH(AM87,$B$6:$B$17,0),MATCH(AK87&AL87,$C$2:$V$2,0))*(Калькулятор!$F$8/70)^справочно!$Y$2,0),ROUND(INDEX($C$6:$V$17,MATCH(AM87,$B$6:$B$17,0),MATCH(AK87&AL87,$C$2:$V$2,0)),0))","v":671},"ЗО",{"$f":"3.6*AV87/(4.19*(Калькулятор!$C$8-Калькулятор!$D$8))","v":57.651551312649154},{"$f":"IF(Калькулятор!$F$8<>70,INDEX($C$6:$V$17,MATCH(AM87,$B$6:$B$17,0),MATCH(AK87&AL87,$C$2:$V$2,0))*(Калькулятор!$F$8/70)^справочно!$Y$2,INDEX($C$6:$V$17,MATCH(AM87,$B$6:$B$17,0),MATCH(AK87&AL87,$C$2:$V$2,0)))","v":671}]
[null,null,null,null,null,null,null,null,null,null,null,null,null,null,null,null,null,null,null,null,null,null,null,null,null,null,"Конвектор внутрипольный Royal Thermo ATRIUM-90/400/1200-DG-U-NA","НС-1477966","RT-A-90/400/1200-DG-U-NA",3,5,8,12,17,20,22,90,400,1200,"DG","U","NA",{"$f":"IF((IFERROR(IF(VLOOKUP(AK88,X:Y,2,0)=TRUE,1,0),0)+IFERROR(IF(VLOOKUP(AL88,X:Y,2,0)=TRUE,1,0),0)+IFERROR(IF(VLOOKUP(AN88,X:Y,2,0)=TRUE,1,0),0)+IFERROR(IF(VLOOKUP(AO88,X:Y,2,0)=TRUE,1,0),0)+IFERROR(IF(VLOOKUP(AP88,X:Y,2,0)=TRUE,1,0),0)+IF(AND(AM88>=Калькулятор!$C$14,AM88<=Калькулятор!$E$14),1,0)+IF(OR(AND(AS88>=Калькулятор!$C$11,AS88<=IF(ISBLANK(Калькулятор!$E$11),100000,Калькулятор!$E$11)),Калькулятор!$C$11&Калькулятор!$E$11=\"\"),1,0))=7,1,0)","v":1},{"$f":"SUM(AQ$2:AQ88)","v":87},{"$f":"IF(Калькулятор!$F$8<>70,ROUND(INDEX($C$6:$V$17,MATCH(AM88,$B$6:$B$17,0),MATCH(AK88&AL88,$C$2:$V$2,0))*(Калькулятор!$F$8/70)^справочно!$Y$2,0),ROUND(INDEX($C$6:$V$17,MATCH(AM88,$B$6:$B$17,0),MATCH(AK88&AL88,$C$2:$V$2,0)),0))","v":826},"ЗО",{"$f":"3.6*AV88/(4.19*(Калькулятор!$C$8-Калькулятор!$D$8))","v":70.977565632458223},{"$f":"IF(Калькулятор!$F$8<>70,INDEX($C$6:$V$17,MATCH(AM88,$B$6:$B$17,0),MATCH(AK88&AL88,$C$2:$V$2,0))*(Калькулятор!$F$8/70)^справочно!$Y$2,INDEX($C$6:$V$17,MATCH(AM88,$B$6:$B$17,0),MATCH(AK88&AL88,$C$2:$V$2,0)))","v":826.1}]
[null,null,null,null,null,null,null,null,null,null,null,null,null,null,null,null,null,null,null,null,null,null,null,null,null,null,"Конвектор внутрипольный Royal Thermo ATRIUM-90/400/1400-DG-U-NA","НС-1477969","RT-A-90/400/1400-DG-U-NA",3,5,8,12,17,20,22,90,400,1400,"DG","U","NA",{"$f":"IF((IFERROR(IF(VLOOKUP(AK89,X:Y,2,0)=TRUE,1,0),0)+IFERROR(IF(VLOOKUP(AL89,X:Y,2,0)=TRUE,1,0),0)+IFERROR(IF(VLOOKUP(AN89,X:Y,2,0)=TRUE,1,0),0)+IFERROR(IF(VLOOKUP(AO89,X:Y,2,0)=TRUE,1,0),0)+IFERROR(IF(VLOOKUP(AP89,X:Y,2,0)=TRUE,1,0),0)+IF(AND(AM89>=Калькулятор!$C$14,AM89<=Калькулятор!$E$14),1,0)+IF(OR(AND(AS89>=Калькулятор!$C$11,AS89<=IF(ISBLANK(Калькулятор!$E$11),100000,Калькулятор!$E$11)),Калькулятор!$C$11&Калькулятор!$E$11=\"\"),1,0))=7,1,0)","v":1},{"$f":"SUM(AQ$2:AQ89)","v":88},{"$f":"IF(Калькулятор!$F$8<>70,ROUND(INDEX($C$6:$V$17,MATCH(AM89,$B$6:$B$17,0),MATCH(AK89&AL89,$C$2:$V$2,0))*(Калькулятор!$F$8/70)^справочно!$Y$2,0),ROUND(INDEX($C$6:$V$17,MATCH(AM89,$B$6:$B$17,0),MATCH(AK89&AL89,$C$2:$V$2,0)),0))","v":977},"ЗО",{"$f":"3.6*AV89/(4.19*(Калькулятор!$C$8-Калькулятор!$D$8))","v":83.925536992840094},{"$f":"IF(Калькулятор!$F$8<>70,INDEX($C$6:$V$17,MATCH(AM89,$B$6:$B$17,0),MATCH(AK89&AL89,$C$2:$V$2,0))*(Калькулятор!$F$8/70)^справочно!$Y$2,INDEX($C$6:$V$17,MATCH(AM89,$B$6:$B$17,0),MATCH(AK89&AL89,$C$2:$V$2,0)))","v":976.80000000000007}]
[null,null,null,null,null,null,null,null,null,null,null,null,null,null,null,null,null,null,null,null,null,null,null,null,null,null,"Конвектор внутрипольный Royal Thermo ATRIUM-90/400/1600-DG-U-NA","НС-1477972","RT-A-90/400/1600-DG-U-NA",3,5,8,12,17,20,22,90,400,1600,"DG","U","NA",{"$f":"IF((IFERROR(IF(VLOOKUP(AK90,X:Y,2,0)=TRUE,1,0),0)+IFERROR(IF(VLOOKUP(AL90,X:Y,2,0)=TRUE,1,0),0)+IFERROR(IF(VLOOKUP(AN90,X:Y,2,0)=TRUE,1,0),0)+IFERROR(IF(VLOOKUP(AO90,X:Y,2,0)=TRUE,1,0),0)+IFERROR(IF(VLOOKUP(AP90,X:Y,2,0)=TRUE,1,0),0)+IF(AND(AM90>=Калькулятор!$C$14,AM90<=Калькулятор!$E$14),1,0)+IF(OR(AND(AS90>=Калькулятор!$C$11,AS90<=IF(ISBLANK(Калькулятор!$E$11),100000,Калькулятор!$E$11)),Калькулятор!$C$11&Калькулятор!$E$11=\"\"),1,0))=7,1,0)","v":1},{"$f":"SUM(AQ$2:AQ90)","v":89},{"$f":"IF(Калькулятор!$F$8<>70,ROUND(INDEX($C$6:$V$17,MATCH(AM90,$B$6:$B$17,0),MATCH(AK90&AL90,$C$2:$V$2,0))*(Калькулятор!$F$8/70)^справочно!$Y$2,0),ROUND(INDEX($C$6:$V$17,MATCH(AM90,$B$6:$B$17,0),MATCH(AK90&AL90,$C$2:$V$2,0)),0))","v":1135},"ЗО",{"$f":"3.6*AV90/(4.19*(Калькулятор!$C$8-Калькулятор!$D$8))","v":97.535083532219559},{"$f":"IF(Калькулятор!$F$8<>70,INDEX($C$6:$V$17,MATCH(AM90,$B$6:$B$17,0),MATCH(AK90&AL90,$C$2:$V$2,0))*(Калькулятор!$F$8/70)^справочно!$Y$2,INDEX($C$6:$V$17,MATCH(AM90,$B$6:$B$17,0),MATCH(AK90&AL90,$C$2:$V$2,0)))","v":1135.2}]
[null,null,null,null,null,null,null,null,null,null,null,null,null,null,null,null,null,null,null,null,null,null,null,null,null,null,"Конвектор внутрипольный Royal Thermo ATRIUM-90/400/1800-DG-U-NA","НС-1477975","RT-A-90/400/1800-DG-U-NA",3,5,8,12,17,20,22,90,400,1800,"DG","U","NA",{"$f":"IF((IFERROR(IF(VLOOKUP(AK91,X:Y,2,0)=TRUE,1,0),0)+IFERROR(IF(VLOOKUP(AL91,X:Y,2,0)=TRUE,1,0),0)+IFERROR(IF(VLOOKUP(AN91,X:Y,2,0)=TRUE,1,0),0)+IFERROR(IF(VLOOKUP(AO91,X:Y,2,0)=TRUE,1,0),0)+IFERROR(IF(VLOOKUP(AP91,X:Y,2,0)=TRUE,1,0),0)+IF(AND(AM91>=Калькулятор!$C$14,AM91<=Калькулятор!$E$14),1,0)+IF(OR(AND(AS91>=Калькулятор!$C$11,AS91<=IF(ISBLANK(Калькулятор!$E$11),100000,Калькулятор!$E$11)),Калькулятор!$C$11&Калькулятор!$E$11=\"\"),1,0))=7,1,0)","v":1},{"$f":"SUM(AQ$2:AQ91)","v":90},{"$f":"IF(Калькулятор!$F$8<>70,ROUND(INDEX($C$6:$V$17,MATCH(AM91,$B$6:$B$17,0),MATCH(AK91&AL91,$C$2:$V$2,0))*(Калькулятор!$F$8/70)^справочно!$Y$2,0),ROUND(INDEX($C$6:$V$17,MATCH(AM91,$B$6:$B$17,0),MATCH(AK91&AL91,$C$2:$V$2,0)),0))","v":1290},"ЗО",{"$f":"3.6*AV91/(4.19*(Калькулятор!$C$8-Калькулятор!$D$8))","v":110.86109785202865},{"$f":"IF(Калькулятор!$F$8<>70,INDEX($C$6:$V$17,MATCH(AM91,$B$6:$B$17,0),MATCH(AK91&AL91,$C$2:$V$2,0))*(Калькулятор!$F$8/70)^справочно!$Y$2,INDEX($C$6:$V$17,MATCH(AM91,$B$6:$B$17,0),MATCH(AK91&AL91,$C$2:$V$2,0)))","v":1290.3000000000002}]
[null,null,null,null,null,null,null,null,null,null,null,null,null,null,null,null,null,null,null,null,null,null,null,null,null,null,"Конвектор внутрипольный Royal Thermo ATRIUM-90/400/2000-DG-U-NA","НС-1477995","RT-A-90/400/2000-DG-U-NA",3,5,8,12,17,20,22,90,400,2000,"DG","U","NA",{"$f":"IF((IFERROR(IF(VLOOKUP(AK92,X:Y,2,0)=TRUE,1,0),0)+IFERROR(IF(VLOOKUP(AL92,X:Y,2,0)=TRUE,1,0),0)+IFERROR(IF(VLOOKUP(AN92,X:Y,2,0)=TRUE,1,0),0)+IFERROR(IF(VLOOKUP(AO92,X:Y,2,0)=TRUE,1,0),0)+IFERROR(IF(VLOOKUP(AP92,X:Y,2,0)=TRUE,1,0),0)+IF(AND(AM92>=Калькулятор!$C$14,AM92<=Калькулятор!$E$14),1,0)+IF(OR(AND(AS92>=Калькулятор!$C$11,AS92<=IF(ISBLANK(Калькулятор!$E$11),100000,Калькулятор!$E$11)),Калькулятор!$C$11&Калькулятор!$E$11=\"\"),1,0))=7,1,0)","v":1},{"$f":"SUM(AQ$2:AQ92)","v":91},{"$f":"IF(Калькулятор!$F$8<>70,ROUND(INDEX($C$6:$V$17,MATCH(AM92,$B$6:$B$17,0),MATCH(AK92&AL92,$C$2:$V$2,0))*(Калькулятор!$F$8/70)^справочно!$Y$2,0),ROUND(INDEX($C$6:$V$17,MATCH(AM92,$B$6:$B$17,0),MATCH(AK92&AL92,$C$2:$V$2,0)),0))","v":1445},"ЗО",{"$f":"3.6*AV92/(4.19*(Калькулятор!$C$8-Калькулятор!$D$8))","v":124.18711217183771},{"$f":"IF(Калькулятор!$F$8<>70,INDEX($C$6:$V$17,MATCH(AM92,$B$6:$B$17,0),MATCH(AK92&AL92,$C$2:$V$2,0))*(Калькулятор!$F$8/70)^справочно!$Y$2,INDEX($C$6:$V$17,MATCH(AM92,$B$6:$B$17,0),MATCH(AK92&AL92,$C$2:$V$2,0)))","v":1445.4},"RAL"]
[null,null,null,null,null,null,null,null,null,null,null,null,null,null,null,null,null,null,null,null,null,null,null,null,null,null,"Конвектор внутрипольный Royal Thermo ATRIUM-90/400/2200-DG-U-NA","НС-1477996","RT-A-90/400/2200-DG-U-NA",3,5,8,12,17,20,22,90,400,2200,"DG","U","NA",{"$f":"IF((IFERROR(IF(VLOOKUP(AK93,X:Y,2,0)=TRUE,1,0),0)+IFERROR(IF(VLOOKUP(AL93,X:Y,2,0)=TRUE,1,0),0)+IFERROR(IF(VLOOKUP(AN93,X:Y,2,0)=TRUE,1,0),0)+IFERROR(IF(VLOOKUP(AO93,X:Y,2,0)=TRUE,1,0),0)+IFERROR(IF(VLOOKUP(AP93,X:Y,2,0)=TRUE,1,0),0)+IF(AND(AM93>=Калькулятор!$C$14,AM93<=Калькулятор!$E$14),1,0)+IF(OR(AND(AS93>=Калькулятор!$C$11,AS93<=IF(ISBLANK(Калькулятор!$E$11),100000,Калькулятор!$E$11)),Калькулятор!$C$11&Калькулятор!$E$11=\"\"),1,0))=7,1,0)","v":1},{"$f":"SUM(AQ$2:AQ93)","v":92},{"$f":"IF(Калькулятор!$F$8<>70,ROUND(INDEX($C$6:$V$17,MATCH(AM93,$B$6:$B$17,0),MATCH(AK93&AL93,$C$2:$V$2,0))*(Калькулятор!$F$8/70)^справочно!$Y$2,0),ROUND(INDEX($C$6:$V$17,MATCH(AM93,$B$6:$B$17,0),MATCH(AK93&AL93,$C$2:$V$2,0)),0))","v":1599},"ЗО",{"$f":"3.6*AV93/(4.19*(Калькулятор!$C$8-Калькулятор!$D$8))","v":137.41861575178996},{"$f":"IF(Калькулятор!$F$8<>70,INDEX($C$6:$V$17,MATCH(AM93,$B$6:$B$17,0),MATCH(AK93&AL93,$C$2:$V$2,0))*(Калькулятор!$F$8/70)^справочно!$Y$2,INDEX($C$6:$V$17,MATCH(AM93,$B$6:$B$17,0),MATCH(AK93&AL93,$C$2:$V$2,0)))","v":1599.4}]
[null,null,null,null,null,null,null,null,null,null,null,null,null,null,null,null,null,null,null,null,null,null,null,null,null,null,"Конвектор внутрипольный Royal Thermo ATRIUM-90/400/2400-DG-U-NA","НС-1477997","RT-A-90/400/2400-DG-U-NA",3,5,8,12,17,20,22,90,400,2400,"DG","U","NA",{"$f":"IF((IFERROR(IF(VLOOKUP(AK94,X:Y,2,0)=TRUE,1,0),0)+IFERROR(IF(VLOOKUP(AL94,X:Y,2,0)=TRUE,1,0),0)+IFERROR(IF(VLOOKUP(AN94,X:Y,2,0)=TRUE,1,0),0)+IFERROR(IF(VLOOKUP(AO94,X:Y,2,0)=TRUE,1,0),0)+IFERROR(IF(VLOOKUP(AP94,X:Y,2,0)=TRUE,1,0),0)+IF(AND(AM94>=Калькулятор!$C$14,AM94<=Калькулятор!$E$14),1,0)+IF(OR(AND(AS94>=Калькулятор!$C$11,AS94<=IF(ISBLANK(Калькулятор!$E$11),100000,Калькулятор!$E$11)),Калькулятор!$C$11&Калькулятор!$E$11=\"\"),1,0))=7,1,0)","v":1},{"$f":"SUM(AQ$2:AQ94)","v":93},{"$f":"IF(Калькулятор!$F$8<>70,ROUND(INDEX($C$6:$V$17,MATCH(AM94,$B$6:$B$17,0),MATCH(AK94&AL94,$C$2:$V$2,0))*(Калькулятор!$F$8/70)^справочно!$Y$2,0),ROUND(INDEX($C$6:$V$17,MATCH(AM94,$B$6:$B$17,0),MATCH(AK94&AL94,$C$2:$V$2,0)),0))","v":1755},"ЗО",{"$f":"3.6*AV94/(4.19*(Калькулятор!$C$8-Калькулятор!$D$8))","v":150.74463007159903},{"$f":"IF(Калькулятор!$F$8<>70,INDEX($C$6:$V$17,MATCH(AM94,$B$6:$B$17,0),MATCH(AK94&AL94,$C$2:$V$2,0))*(Калькулятор!$F$8/70)^справочно!$Y$2,INDEX($C$6:$V$17,MATCH(AM94,$B$6:$B$17,0),MATCH(AK94&AL94,$C$2:$V$2,0)))","v":1754.5000000000002}]
[null,null,null,null,null,null,null,null,null,null,null,null,null,null,null,null,null,null,null,null,null,null,null,null,null,null,"Конвектор внутрипольный Royal Thermo ATRIUM-90/400/2600-DG-U-NA","НС-1477998","RT-A-90/400/2600-DG-U-NA",3,5,8,12,17,20,22,90,400,2600,"DG","U","NA",{"$f":"IF((IFERROR(IF(VLOOKUP(AK95,X:Y,2,0)=TRUE,1,0),0)+IFERROR(IF(VLOOKUP(AL95,X:Y,2,0)=TRUE,1,0),0)+IFERROR(IF(VLOOKUP(AN95,X:Y,2,0)=TRUE,1,0),0)+IFERROR(IF(VLOOKUP(AO95,X:Y,2,0)=TRUE,1,0),0)+IFERROR(IF(VLOOKUP(AP95,X:Y,2,0)=TRUE,1,0),0)+IF(AND(AM95>=Калькулятор!$C$14,AM95<=Калькулятор!$E$14),1,0)+IF(OR(AND(AS95>=Калькулятор!$C$11,AS95<=IF(ISBLANK(Калькулятор!$E$11),100000,Калькулятор!$E$11)),Калькулятор!$C$11&Калькулятор!$E$11=\"\"),1,0))=7,1,0)","v":1},{"$f":"SUM(AQ$2:AQ95)","v":94},{"$f":"IF(Калькулятор!$F$8<>70,ROUND(INDEX($C$6:$V$17,MATCH(AM95,$B$6:$B$17,0),MATCH(AK95&AL95,$C$2:$V$2,0))*(Калькулятор!$F$8/70)^справочно!$Y$2,0),ROUND(INDEX($C$6:$V$17,MATCH(AM95,$B$6:$B$17,0),MATCH(AK95&AL95,$C$2:$V$2,0)),0))","v":1910},"ЗО",{"$f":"3.6*AV95/(4.19*(Калькулятор!$C$8-Калькулятор!$D$8))","v":164.07064439140811},{"$f":"IF(Калькулятор!$F$8<>70,INDEX($C$6:$V$17,MATCH(AM95,$B$6:$B$17,0),MATCH(AK95&AL95,$C$2:$V$2,0))*(Калькулятор!$F$8/70)^справочно!$Y$2,INDEX($C$6:$V$17,MATCH(AM95,$B$6:$B$17,0),MATCH(AK95&AL95,$C$2:$V$2,0)))","v":1909.6000000000001}]
[null,null,null,null,null,null,null,null,null,null,null,null,null,null,null,null,null,null,null,null,null,null,null,null,null,null,"Конвектор внутрипольный Royal Thermo ATRIUM-90/400/2800-DG-U-NA","НС-1477999","RT-A-90/400/2800-DG-U-NA",3,5,8,12,17,20,22,90,400,2800,"DG","U","NA",{"$f":"IF((IFERROR(IF(VLOOKUP(AK96,X:Y,2,0)=TRUE,1,0),0)+IFERROR(IF(VLOOKUP(AL96,X:Y,2,0)=TRUE,1,0),0)+IFERROR(IF(VLOOKUP(AN96,X:Y,2,0)=TRUE,1,0),0)+IFERROR(IF(VLOOKUP(AO96,X:Y,2,0)=TRUE,1,0),0)+IFERROR(IF(VLOOKUP(AP96,X:Y,2,0)=TRUE,1,0),0)+IF(AND(AM96>=Калькулятор!$C$14,AM96<=Калькулятор!$E$14),1,0)+IF(OR(AND(AS96>=Калькулятор!$C$11,AS96<=IF(ISBLANK(Калькулятор!$E$11),100000,Калькулятор!$E$11)),Калькулятор!$C$11&Калькулятор!$E$11=\"\"),1,0))=7,1,0)","v":1},{"$f":"SUM(AQ$2:AQ96)","v":95},{"$f":"IF(Калькулятор!$F$8<>70,ROUND(INDEX($C$6:$V$17,MATCH(AM96,$B$6:$B$17,0),MATCH(AK96&AL96,$C$2:$V$2,0))*(Калькулятор!$F$8/70)^справочно!$Y$2,0),ROUND(INDEX($C$6:$V$17,MATCH(AM96,$B$6:$B$17,0),MATCH(AK96&AL96,$C$2:$V$2,0)),0))","v":2064},"ЗО",{"$f":"3.6*AV96/(4.19*(Калькулятор!$C$8-Калькулятор!$D$8))","v":177.3021479713604},{"$f":"IF(Калькулятор!$F$8<>70,INDEX($C$6:$V$17,MATCH(AM96,$B$6:$B$17,0),MATCH(AK96&AL96,$C$2:$V$2,0))*(Калькулятор!$F$8/70)^справочно!$Y$2,INDEX($C$6:$V$17,MATCH(AM96,$B$6:$B$17,0),MATCH(AK96&AL96,$C$2:$V$2,0)))","v":2063.6000000000004}]
[null,null,null,null,null,null,null,null,null,null,null,null,null,null,null,null,null,null,null,null,null,null,null,null,null,null,"Конвектор внутрипольный Royal Thermo ATRIUM-90/400/3000-DG-U-NA","НС-1477988","RT-A-90/400/3000-DG-U-NA",3,5,8,12,17,20,22,90,400,3000,"DG","U","NA",{"$f":"IF((IFERROR(IF(VLOOKUP(AK97,X:Y,2,0)=TRUE,1,0),0)+IFERROR(IF(VLOOKUP(AL97,X:Y,2,0)=TRUE,1,0),0)+IFERROR(IF(VLOOKUP(AN97,X:Y,2,0)=TRUE,1,0),0)+IFERROR(IF(VLOOKUP(AO97,X:Y,2,0)=TRUE,1,0),0)+IFERROR(IF(VLOOKUP(AP97,X:Y,2,0)=TRUE,1,0),0)+IF(AND(AM97>=Калькулятор!$C$14,AM97<=Калькулятор!$E$14),1,0)+IF(OR(AND(AS97>=Калькулятор!$C$11,AS97<=IF(ISBLANK(Калькулятор!$E$11),100000,Калькулятор!$E$11)),Калькулятор!$C$11&Калькулятор!$E$11=\"\"),1,0))=7,1,0)","v":1},{"$f":"SUM(AQ$2:AQ97)","v":96},{"$f":"IF(Калькулятор!$F$8<>70,ROUND(INDEX($C$6:$V$17,MATCH(AM97,$B$6:$B$17,0),MATCH(AK97&AL97,$C$2:$V$2,0))*(Калькулятор!$F$8/70)^справочно!$Y$2,0),ROUND(INDEX($C$6:$V$17,MATCH(AM97,$B$6:$B$17,0),MATCH(AK97&AL97,$C$2:$V$2,0)),0))","v":2219},"ЗО",{"$f":"3.6*AV97/(4.19*(Калькулятор!$C$8-Калькулятор!$D$8))","v":190.62816229116947},{"$f":"IF(Калькулятор!$F$8<>70,INDEX($C$6:$V$17,MATCH(AM97,$B$6:$B$17,0),MATCH(AK97&AL97,$C$2:$V$2,0))*(Калькулятор!$F$8/70)^справочно!$Y$2,INDEX($C$6:$V$17,MATCH(AM97,$B$6:$B$17,0),MATCH(AK97&AL97,$C$2:$V$2,0)))","v":2218.7000000000003}]
[null,null,null,null,null,null,null,null,null,null,null,null,null,null,null,null,null,null,null,null,null,null,null,null,null,null,"Конвектор внутрипольный Royal Thermo ATRIUM-110/200/800-DG-U-NA","НС-1477259","RT-A-110/200/800-DG-U-NA",3,5,9,13,17,20,22,110,200,800,"DG","U","NA",{"$f":"IF((IFERROR(IF(VLOOKUP(AK98,X:Y,2,0)=TRUE,1,0),0)+IFERROR(IF(VLOOKUP(AL98,X:Y,2,0)=TRUE,1,0),0)+IFERROR(IF(VLOOKUP(AN98,X:Y,2,0)=TRUE,1,0),0)+IFERROR(IF(VLOOKUP(AO98,X:Y,2,0)=TRUE,1,0),0)+IFERROR(IF(VLOOKUP(AP98,X:Y,2,0)=TRUE,1,0),0)+IF(AND(AM98>=Калькулятор!$C$14,AM98<=Калькулятор!$E$14),1,0)+IF(OR(AND(AS98>=Калькулятор!$C$11,AS98<=IF(ISBLANK(Калькулятор!$E$11),100000,Калькулятор!$E$11)),Калькулятор!$C$11&Калькулятор!$E$11=\"\"),1,0))=7,1,0)","v":1},{"$f":"SUM(AQ$2:AQ98)","v":97},{"$f":"IF(Калькулятор!$F$8<>70,ROUND(INDEX($C$6:$V$17,MATCH(AM98,$B$6:$B$17,0),MATCH(AK98&AL98,$C$2:$V$2,0))*(Калькулятор!$F$8/70)^справочно!$Y$2,0),ROUND(INDEX($C$6:$V$17,MATCH(AM98,$B$6:$B$17,0),MATCH(AK98&AL98,$C$2:$V$2,0)),0))","v":279},"ЗО",{"$f":"3.6*AV98/(4.19*(Калькулятор!$C$8-Калькулятор!$D$8))","v":24.005727923627685},{"$f":"IF(Калькулятор!$F$8<>70,INDEX($C$6:$V$17,MATCH(AM98,$B$6:$B$17,0),MATCH(AK98&AL98,$C$2:$V$2,0))*(Калькулятор!$F$8/70)^справочно!$Y$2,INDEX($C$6:$V$17,MATCH(AM98,$B$6:$B$17,0),MATCH(AK98&AL98,$C$2:$V$2,0)))","v":279.40000000000003}]
[null,null,null,null,null,null,null,null,null,null,null,null,null,null,null,null,null,null,null,null,null,null,null,null,null,null,"Конвектор внутрипольный Royal Thermo ATRIUM-110/200/1000-DG-U-NA","НС-1477226","RT-A-110/200/1000-DG-U-NA",3,5,9,13,18,21,23,110,200,1000,"DG","U","NA",{"$f":"IF((IFERROR(IF(VLOOKUP(AK99,X:Y,2,0)=TRUE,1,0),0)+IFERROR(IF(VLOOKUP(AL99,X:Y,2,0)=TRUE,1,0),0)+IFERROR(IF(VLOOKUP(AN99,X:Y,2,0)=TRUE,1,0),0)+IFERROR(IF(VLOOKUP(AO99,X:Y,2,0)=TRUE,1,0),0)+IFERROR(IF(VLOOKUP(AP99,X:Y,2,0)=TRUE,1,0),0)+IF(AND(AM99>=Калькулятор!$C$14,AM99<=Калькулятор!$E$14),1,0)+IF(OR(AND(AS99>=Калькулятор!$C$11,AS99<=IF(ISBLANK(Калькулятор!$E$11),100000,Калькулятор!$E$11)),Калькулятор!$C$11&Калькулятор!$E$11=\"\"),1,0))=7,1,0)","v":1},{"$f":"SUM(AQ$2:AQ99)","v":98},{"$f":"IF(Калькулятор!$F$8<>70,ROUND(INDEX($C$6:$V$17,MATCH(AM99,$B$6:$B$17,0),MATCH(AK99&AL99,$C$2:$V$2,0))*(Калькулятор!$F$8/70)^справочно!$Y$2,0),ROUND(INDEX($C$6:$V$17,MATCH(AM99,$B$6:$B$17,0),MATCH(AK99&AL99,$C$2:$V$2,0)),0))","v":384},"-",{"$f":"3.6*AV99/(4.19*(Калькулятор!$C$8-Калькулятор!$D$8))","v":32.984248210023864},{"$f":"IF(Калькулятор!$F$8<>70,INDEX($C$6:$V$17,MATCH(AM99,$B$6:$B$17,0),MATCH(AK99&AL99,$C$2:$V$2,0))*(Калькулятор!$F$8/70)^справочно!$Y$2,INDEX($C$6:$V$17,MATCH(AM99,$B$6:$B$17,0),MATCH(AK99&AL99,$C$2:$V$2,0)))","v":383.90000000000003}]
[null,null,null,null,null,null,null,null,null,null,null,null,null,null,null,null,null,null,null,null,null,null,null,null,null,null,"Конвектор внутрипольный Royal Thermo ATRIUM-110/200/1200-DG-U-NA","НС-1477229","RT-A-110/200/1200-DG-U-NA",3,5,9,13,18,21,23,110,200,1200,"DG","U","NA",{"$f":"IF((IFERROR(IF(VLOOKUP(AK100,X:Y,2,0)=TRUE,1,0),0)+IFERROR(IF(VLOOKUP(AL100,X:Y,2,0)=TRUE,1,0),0)+IFERROR(IF(VLOOKUP(AN100,X:Y,2,0)=TRUE,1,0),0)+IFERROR(IF(VLOOKUP(AO100,X:Y,2,0)=TRUE,1,0),0)+IFERROR(IF(VLOOKUP(AP100,X:Y,2,0)=TRUE,1,0),0)+IF(AND(AM100>=Калькулятор!$C$14,AM100<=Калькулятор!$E$14),1,0)+IF(OR(AND(AS100>=Калькулятор!$C$11,AS100<=IF(ISBLANK(Калькулятор!$E$11),100000,Калькулятор!$E$11)),Калькулятор!$C$11&Калькулятор!$E$11=\"\"),1,0))=7,1,0)","v":1},{"$f":"SUM(AQ$2:AQ100)","v":99},{"$f":"IF(Калькулятор!$F$8<>70,ROUND(INDEX($C$6:$V$17,MATCH(AM100,$B$6:$B$17,0),MATCH(AK100&AL100,$C$2:$V$2,0))*(Калькулятор!$F$8/70)^справочно!$Y$2,0),ROUND(INDEX($C$6:$V$17,MATCH(AM100,$B$6:$B$17,0),MATCH(AK100&AL100,$C$2:$V$2,0)),0))","v":490},"-",{"$f":"3.6*AV100/(4.19*(Калькулятор!$C$8-Калькулятор!$D$8))","v":42.057279236276848},{"$f":"IF(Калькулятор!$F$8<>70,INDEX($C$6:$V$17,MATCH(AM100,$B$6:$B$17,0),MATCH(AK100&AL100,$C$2:$V$2,0))*(Калькулятор!$F$8/70)^справочно!$Y$2,INDEX($C$6:$V$17,MATCH(AM100,$B$6:$B$17,0),MATCH(AK100&AL100,$C$2:$V$2,0)))","v":489.50000000000006}]
[null,null,null,null,null,null,null,null,null,null,null,null,null,null,null,null,null,null,null,null,null,null,null,null,null,null,"Конвектор внутрипольный Royal Thermo ATRIUM-110/200/1400-DG-U-NA","НС-1477232","RT-A-110/200/1400-DG-U-NA",3,5,9,13,18,21,23,110,200,1400,"DG","U","NA",{"$f":"IF((IFERROR(IF(VLOOKUP(AK101,X:Y,2,0)=TRUE,1,0),0)+IFERROR(IF(VLOOKUP(AL101,X:Y,2,0)=TRUE,1,0),0)+IFERROR(IF(VLOOKUP(AN101,X:Y,2,0)=TRUE,1,0),0)+IFERROR(IF(VLOOKUP(AO101,X:Y,2,0)=TRUE,1,0),0)+IFERROR(IF(VLOOKUP(AP101,X:Y,2,0)=TRUE,1,0),0)+IF(AND(AM101>=Калькулятор!$C$14,AM101<=Калькулятор!$E$14),1,0)+IF(OR(AND(AS101>=Калькулятор!$C$11,AS101<=IF(ISBLANK(Калькулятор!$E$11),100000,Калькулятор!$E$11)),Калькулятор!$C$11&Калькулятор!$E$11=\"\"),1,0))=7,1,0)","v":1},{"$f":"SUM(AQ$2:AQ101)","v":100},{"$f":"IF(Калькулятор!$F$8<>70,ROUND(INDEX($C$6:$V$17,MATCH(AM101,$B$6:$B$17,0),MATCH(AK101&AL101,$C$2:$V$2,0))*(Калькулятор!$F$8/70)^справочно!$Y$2,0),ROUND(INDEX($C$6:$V$17,MATCH(AM101,$B$6:$B$17,0),MATCH(AK101&AL101,$C$2:$V$2,0)),0))","v":595},"-",{"$f":"3.6*AV101/(4.19*(Калькулятор!$C$8-Калькулятор!$D$8))","v":51.130310262529832},{"$f":"IF(Калькулятор!$F$8<>70,INDEX($C$6:$V$17,MATCH(AM101,$B$6:$B$17,0),MATCH(AK101&AL101,$C$2:$V$2,0))*(Калькулятор!$F$8/70)^справочно!$Y$2,INDEX($C$6:$V$17,MATCH(AM101,$B$6:$B$17,0),MATCH(AK101&AL101,$C$2:$V$2,0)))","v":595.1}]
[null,null,null,null,null,null,null,null,null,null,null,null,null,null,null,null,null,null,null,null,null,null,null,null,null,null,"Конвектор внутрипольный Royal Thermo ATRIUM-110/200/1600-DG-U-NA","НС-1477235","RT-A-110/200/1600-DG-U-NA",3,5,9,13,18,21,23,110,200,1600,"DG","U","NA",{"$f":"IF((IFERROR(IF(VLOOKUP(AK102,X:Y,2,0)=TRUE,1,0),0)+IFERROR(IF(VLOOKUP(AL102,X:Y,2,0)=TRUE,1,0),0)+IFERROR(IF(VLOOKUP(AN102,X:Y,2,0)=TRUE,1,0),0)+IFERROR(IF(VLOOKUP(AO102,X:Y,2,0)=TRUE,1,0),0)+IFERROR(IF(VLOOKUP(AP102,X:Y,2,0)=TRUE,1,0),0)+IF(AND(AM102>=Калькулятор!$C$14,AM102<=Калькулятор!$E$14),1,0)+IF(OR(AND(AS102>=Калькулятор!$C$11,AS102<=IF(ISBLANK(Калькулятор!$E$11),100000,Калькулятор!$E$11)),Калькулятор!$C$11&Калькулятор!$E$11=\"\"),1,0))=7,1,0)","v":1},{"$f":"SUM(AQ$2:AQ102)","v":101},{"$f":"IF(Калькулятор!$F$8<>70,ROUND(INDEX($C$6:$V$17,MATCH(AM102,$B$6:$B$17,0),MATCH(AK102&AL102,$C$2:$V$2,0))*(Калькулятор!$F$8/70)^справочно!$Y$2,0),ROUND(INDEX($C$6:$V$17,MATCH(AM102,$B$6:$B$17,0),MATCH(AK102&AL102,$C$2:$V$2,0)),0))","v":701},"-",{"$f":"3.6*AV102/(4.19*(Калькулятор!$C$8-Калькулятор!$D$8))","v":60.203341288782816},{"$f":"IF(Калькулятор!$F$8<>70,INDEX($C$6:$V$17,MATCH(AM102,$B$6:$B$17,0),MATCH(AK102&AL102,$C$2:$V$2,0))*(Калькулятор!$F$8/70)^справочно!$Y$2,INDEX($C$6:$V$17,MATCH(AM102,$B$6:$B$17,0),MATCH(AK102&AL102,$C$2:$V$2,0)))","v":700.7}]
[null,null,null,null,null,null,null,null,null,null,null,null,null,null,null,null,null,null,null,null,null,null,null,null,null,null,"Конвектор внутрипольный Royal Thermo ATRIUM-110/200/1800-DG-U-NA","НС-1477238","RT-A-110/200/1800-DG-U-NA",3,5,9,13,18,21,23,110,200,1800,"DG","U","NA",{"$f":"IF((IFERROR(IF(VLOOKUP(AK103,X:Y,2,0)=TRUE,1,0),0)+IFERROR(IF(VLOOKUP(AL103,X:Y,2,0)=TRUE,1,0),0)+IFERROR(IF(VLOOKUP(AN103,X:Y,2,0)=TRUE,1,0),0)+IFERROR(IF(VLOOKUP(AO103,X:Y,2,0)=TRUE,1,0),0)+IFERROR(IF(VLOOKUP(AP103,X:Y,2,0)=TRUE,1,0),0)+IF(AND(AM103>=Калькулятор!$C$14,AM103<=Калькулятор!$E$14),1,0)+IF(OR(AND(AS103>=Калькулятор!$C$11,AS103<=IF(ISBLANK(Калькулятор!$E$11),100000,Калькулятор!$E$11)),Калькулятор!$C$11&Калькулятор!$E$11=\"\"),1,0))=7,1,0)","v":1},{"$f":"SUM(AQ$2:AQ103)","v":102},{"$f":"IF(Калькулятор!$F$8<>70,ROUND(INDEX($C$6:$V$17,MATCH(AM103,$B$6:$B$17,0),MATCH(AK103&AL103,$C$2:$V$2,0))*(Калькулятор!$F$8/70)^справочно!$Y$2,0),ROUND(INDEX($C$6:$V$17,MATCH(AM103,$B$6:$B$17,0),MATCH(AK103&AL103,$C$2:$V$2,0)),0))","v":806},"-",{"$f":"3.6*AV103/(4.19*(Калькулятор!$C$8-Калькулятор!$D$8))","v":69.2763723150358},{"$f":"IF(Калькулятор!$F$8<>70,INDEX($C$6:$V$17,MATCH(AM103,$B$6:$B$17,0),MATCH(AK103&AL103,$C$2:$V$2,0))*(Калькулятор!$F$8/70)^справочно!$Y$2,INDEX($C$6:$V$17,MATCH(AM103,$B$6:$B$17,0),MATCH(AK103&AL103,$C$2:$V$2,0)))","v":806.30000000000007}]
[null,null,null,null,null,null,null,null,null,null,null,null,null,null,null,null,null,null,null,null,null,null,null,null,null,null,"Конвектор внутрипольный Royal Thermo ATRIUM-110/200/2000-DG-U-NA","НС-1477241","RT-A-110/200/2000-DG-U-NA",3,5,9,13,18,21,23,110,200,2000,"DG","U","NA",{"$f":"IF((IFERROR(IF(VLOOKUP(AK104,X:Y,2,0)=TRUE,1,0),0)+IFERROR(IF(VLOOKUP(AL104,X:Y,2,0)=TRUE,1,0),0)+IFERROR(IF(VLOOKUP(AN104,X:Y,2,0)=TRUE,1,0),0)+IFERROR(IF(VLOOKUP(AO104,X:Y,2,0)=TRUE,1,0),0)+IFERROR(IF(VLOOKUP(AP104,X:Y,2,0)=TRUE,1,0),0)+IF(AND(AM104>=Калькулятор!$C$14,AM104<=Калькулятор!$E$14),1,0)+IF(OR(AND(AS104>=Калькулятор!$C$11,AS104<=IF(ISBLANK(Калькулятор!$E$11),100000,Калькулятор!$E$11)),Калькулятор!$C$11&Калькулятор!$E$11=\"\"),1,0))=7,1,0)","v":1},{"$f":"SUM(AQ$2:AQ104)","v":103},{"$f":"IF(Калькулятор!$F$8<>70,ROUND(INDEX($C$6:$V$17,MATCH(AM104,$B$6:$B$17,0),MATCH(AK104&AL104,$C$2:$V$2,0))*(Калькулятор!$F$8/70)^справочно!$Y$2,0),ROUND(INDEX($C$6:$V$17,MATCH(AM104,$B$6:$B$17,0),MATCH(AK104&AL104,$C$2:$V$2,0)),0))","v":912},"-",{"$f":"3.6*AV104/(4.19*(Калькулятор!$C$8-Калькулятор!$D$8))","v":78.349403341288792},{"$f":"IF(Калькулятор!$F$8<>70,INDEX($C$6:$V$17,MATCH(AM104,$B$6:$B$17,0),MATCH(AK104&AL104,$C$2:$V$2,0))*(Калькулятор!$F$8/70)^справочно!$Y$2,INDEX($C$6:$V$17,MATCH(AM104,$B$6:$B$17,0),MATCH(AK104&AL104,$C$2:$V$2,0)))","v":911.90000000000009}]
[null,null,null,null,null,null,null,null,null,null,null,null,null,null,null,null,null,null,null,null,null,null,null,null,null,null,"Конвектор внутрипольный Royal Thermo ATRIUM-110/200/2200-DG-U-NA","НС-1477244","RT-A-110/200/2200-DG-U-NA",3,5,9,13,18,21,23,110,200,2200,"DG","U","NA",{"$f":"IF((IFERROR(IF(VLOOKUP(AK105,X:Y,2,0)=TRUE,1,0),0)+IFERROR(IF(VLOOKUP(AL105,X:Y,2,0)=TRUE,1,0),0)+IFERROR(IF(VLOOKUP(AN105,X:Y,2,0)=TRUE,1,0),0)+IFERROR(IF(VLOOKUP(AO105,X:Y,2,0)=TRUE,1,0),0)+IFERROR(IF(VLOOKUP(AP105,X:Y,2,0)=TRUE,1,0),0)+IF(AND(AM105>=Калькулятор!$C$14,AM105<=Калькулятор!$E$14),1,0)+IF(OR(AND(AS105>=Калькулятор!$C$11,AS105<=IF(ISBLANK(Калькулятор!$E$11),100000,Калькулятор!$E$11)),Калькулятор!$C$11&Калькулятор!$E$11=\"\"),1,0))=7,1,0)","v":1},{"$f":"SUM(AQ$2:AQ105)","v":104},{"$f":"IF(Калькулятор!$F$8<>70,ROUND(INDEX($C$6:$V$17,MATCH(AM105,$B$6:$B$17,0),MATCH(AK105&AL105,$C$2:$V$2,0))*(Калькулятор!$F$8/70)^справочно!$Y$2,0),ROUND(INDEX($C$6:$V$17,MATCH(AM105,$B$6:$B$17,0),MATCH(AK105&AL105,$C$2:$V$2,0)),0))","v":1018},"-",{"$f":"3.6*AV105/(4.19*(Калькулятор!$C$8-Калькулятор!$D$8))","v":87.422434367541769},{"$f":"IF(Калькулятор!$F$8<>70,INDEX($C$6:$V$17,MATCH(AM105,$B$6:$B$17,0),MATCH(AK105&AL105,$C$2:$V$2,0))*(Калькулятор!$F$8/70)^справочно!$Y$2,INDEX($C$6:$V$17,MATCH(AM105,$B$6:$B$17,0),MATCH(AK105&AL105,$C$2:$V$2,0)))","v":1017.5000000000001}]
[null,null,null,null,null,null,null,null,null,null,null,null,null,null,null,null,null,null,null,null,null,null,null,null,null,null,"Конвектор внутрипольный Royal Thermo ATRIUM-110/200/2400-DG-U-NA","НС-1477247","RT-A-110/200/2400-DG-U-NA",3,5,9,13,18,21,23,110,200,2400,"DG","U","NA",{"$f":"IF((IFERROR(IF(VLOOKUP(AK106,X:Y,2,0)=TRUE,1,0),0)+IFERROR(IF(VLOOKUP(AL106,X:Y,2,0)=TRUE,1,0),0)+IFERROR(IF(VLOOKUP(AN106,X:Y,2,0)=TRUE,1,0),0)+IFERROR(IF(VLOOKUP(AO106,X:Y,2,0)=TRUE,1,0),0)+IFERROR(IF(VLOOKUP(AP106,X:Y,2,0)=TRUE,1,0),0)+IF(AND(AM106>=Калькулятор!$C$14,AM106<=Калькулятор!$E$14),1,0)+IF(OR(AND(AS106>=Калькулятор!$C$11,AS106<=IF(ISBLANK(Калькулятор!$E$11),100000,Калькулятор!$E$11)),Калькулятор!$C$11&Калькулятор!$E$11=\"\"),1,0))=7,1,0)","v":1},{"$f":"SUM(AQ$2:AQ106)","v":105},{"$f":"IF(Калькулятор!$F$8<>70,ROUND(INDEX($C$6:$V$17,MATCH(AM106,$B$6:$B$17,0),MATCH(AK106&AL106,$C$2:$V$2,0))*(Калькулятор!$F$8/70)^справочно!$Y$2,0),ROUND(INDEX($C$6:$V$17,MATCH(AM106,$B$6:$B$17,0),MATCH(AK106&AL106,$C$2:$V$2,0)),0))","v":1123},"-",{"$f":"3.6*AV106/(4.19*(Калькулятор!$C$8-Калькулятор!$D$8))","v":96.49546539379476},{"$f":"IF(Калькулятор!$F$8<>70,INDEX($C$6:$V$17,MATCH(AM106,$B$6:$B$17,0),MATCH(AK106&AL106,$C$2:$V$2,0))*(Калькулятор!$F$8/70)^справочно!$Y$2,INDEX($C$6:$V$17,MATCH(AM106,$B$6:$B$17,0),MATCH(AK106&AL106,$C$2:$V$2,0)))","v":1123.1000000000001}]
[null,null,null,null,null,null,null,null,null,null,null,null,null,null,null,null,null,null,null,null,null,null,null,null,null,null,"Конвектор внутрипольный Royal Thermo ATRIUM-110/200/2600-DG-U-NA","НС-1477250","RT-A-110/200/2600-DG-U-NA",3,5,9,13,18,21,23,110,200,2600,"DG","U","NA",{"$f":"IF((IFERROR(IF(VLOOKUP(AK107,X:Y,2,0)=TRUE,1,0),0)+IFERROR(IF(VLOOKUP(AL107,X:Y,2,0)=TRUE,1,0),0)+IFERROR(IF(VLOOKUP(AN107,X:Y,2,0)=TRUE,1,0),0)+IFERROR(IF(VLOOKUP(AO107,X:Y,2,0)=TRUE,1,0),0)+IFERROR(IF(VLOOKUP(AP107,X:Y,2,0)=TRUE,1,0),0)+IF(AND(AM107>=Калькулятор!$C$14,AM107<=Калькулятор!$E$14),1,0)+IF(OR(AND(AS107>=Калькулятор!$C$11,AS107<=IF(ISBLANK(Калькулятор!$E$11),100000,Калькулятор!$E$11)),Калькулятор!$C$11&Калькулятор!$E$11=\"\"),1,0))=7,1,0)","v":1},{"$f":"SUM(AQ$2:AQ107)","v":106},{"$f":"IF(Калькулятор!$F$8<>70,ROUND(INDEX($C$6:$V$17,MATCH(AM107,$B$6:$B$17,0),MATCH(AK107&AL107,$C$2:$V$2,0))*(Калькулятор!$F$8/70)^справочно!$Y$2,0),ROUND(INDEX($C$6:$V$17,MATCH(AM107,$B$6:$B$17,0),MATCH(AK107&AL107,$C$2:$V$2,0)),0))","v":1229},"ЗО",{"$f":"3.6*AV107/(4.19*(Калькулятор!$C$8-Калькулятор!$D$8))","v":105.56849642004774},{"$f":"IF(Калькулятор!$F$8<>70,INDEX($C$6:$V$17,MATCH(AM107,$B$6:$B$17,0),MATCH(AK107&AL107,$C$2:$V$2,0))*(Калькулятор!$F$8/70)^справочно!$Y$2,INDEX($C$6:$V$17,MATCH(AM107,$B$6:$B$17,0),MATCH(AK107&AL107,$C$2:$V$2,0)))","v":1228.7}]
[null,null,null,null,null,null,null,null,null,null,null,null,null,null,null,null,null,null,null,null,null,null,null,null,null,null,"Конвектор внутрипольный Royal Thermo ATRIUM-110/200/2800-DG-U-NA","НС-1477253","RT-A-110/200/2800-DG-U-NA",3,5,9,13,18,21,23,110,200,2800,"DG","U","NA",{"$f":"IF((IFERROR(IF(VLOOKUP(AK108,X:Y,2,0)=TRUE,1,0),0)+IFERROR(IF(VLOOKUP(AL108,X:Y,2,0)=TRUE,1,0),0)+IFERROR(IF(VLOOKUP(AN108,X:Y,2,0)=TRUE,1,0),0)+IFERROR(IF(VLOOKUP(AO108,X:Y,2,0)=TRUE,1,0),0)+IFERROR(IF(VLOOKUP(AP108,X:Y,2,0)=TRUE,1,0),0)+IF(AND(AM108>=Калькулятор!$C$14,AM108<=Калькулятор!$E$14),1,0)+IF(OR(AND(AS108>=Калькулятор!$C$11,AS108<=IF(ISBLANK(Калькулятор!$E$11),100000,Калькулятор!$E$11)),Калькулятор!$C$11&Калькулятор!$E$11=\"\"),1,0))=7,1,0)","v":1},{"$f":"SUM(AQ$2:AQ108)","v":107},{"$f":"IF(Калькулятор!$F$8<>70,ROUND(INDEX($C$6:$V$17,MATCH(AM108,$B$6:$B$17,0),MATCH(AK108&AL108,$C$2:$V$2,0))*(Калькулятор!$F$8/70)^справочно!$Y$2,0),ROUND(INDEX($C$6:$V$17,MATCH(AM108,$B$6:$B$17,0),MATCH(AK108&AL108,$C$2:$V$2,0)),0))","v":1334},"ЗО",{"$f":"3.6*AV108/(4.19*(Калькулятор!$C$8-Калькулятор!$D$8))","v":114.64152744630071},{"$f":"IF(Калькулятор!$F$8<>70,INDEX($C$6:$V$17,MATCH(AM108,$B$6:$B$17,0),MATCH(AK108&AL108,$C$2:$V$2,0))*(Калькулятор!$F$8/70)^справочно!$Y$2,INDEX($C$6:$V$17,MATCH(AM108,$B$6:$B$17,0),MATCH(AK108&AL108,$C$2:$V$2,0)))","v":1334.3000000000002}]
[null,null,null,null,null,null,null,null,null,null,null,null,null,null,null,null,null,null,null,null,null,null,null,null,null,null,"Конвектор внутрипольный Royal Thermo ATRIUM-110/200/3000-DG-U-NA","НС-1477256","RT-A-110/200/3000-DG-U-NA",3,5,9,13,18,21,23,110,200,3000,"DG","U","NA",{"$f":"IF((IFERROR(IF(VLOOKUP(AK109,X:Y,2,0)=TRUE,1,0),0)+IFERROR(IF(VLOOKUP(AL109,X:Y,2,0)=TRUE,1,0),0)+IFERROR(IF(VLOOKUP(AN109,X:Y,2,0)=TRUE,1,0),0)+IFERROR(IF(VLOOKUP(AO109,X:Y,2,0)=TRUE,1,0),0)+IFERROR(IF(VLOOKUP(AP109,X:Y,2,0)=TRUE,1,0),0)+IF(AND(AM109>=Калькулятор!$C$14,AM109<=Калькулятор!$E$14),1,0)+IF(OR(AND(AS109>=Калькулятор!$C$11,AS109<=IF(ISBLANK(Калькулятор!$E$11),100000,Калькулятор!$E$11)),Калькулятор!$C$11&Калькулятор!$E$11=\"\"),1,0))=7,1,0)","v":1},{"$f":"SUM(AQ$2:AQ109)","v":108},{"$f":"IF(Калькулятор!$F$8<>70,ROUND(INDEX($C$6:$V$17,MATCH(AM109,$B$6:$B$17,0),MATCH(AK109&AL109,$C$2:$V$2,0))*(Калькулятор!$F$8/70)^справочно!$Y$2,0),ROUND(INDEX($C$6:$V$17,MATCH(AM109,$B$6:$B$17,0),MATCH(AK109&AL109,$C$2:$V$2,0)),0))","v":1440},"ЗО",{"$f":"3.6*AV109/(4.19*(Калькулятор!$C$8-Калькулятор!$D$8))","v":123.71455847255369},{"$f":"IF(Калькулятор!$F$8<>70,INDEX($C$6:$V$17,MATCH(AM109,$B$6:$B$17,0),MATCH(AK109&AL109,$C$2:$V$2,0))*(Калькулятор!$F$8/70)^справочно!$Y$2,INDEX($C$6:$V$17,MATCH(AM109,$B$6:$B$17,0),MATCH(AK109&AL109,$C$2:$V$2,0)))","v":1439.9}]
[null,null,null,null,null,null,null,null,null,null,null,null,null,null,null,null,null,null,null,null,null,null,null,null,null,null,"Конвектор внутрипольный Royal Thermo ATRIUM-110/250/800-DG-U-NA","НС-1477298","RT-A-110/250/800-DG-U-NA",3,5,9,13,17,20,22,110,250,800,"DG","U","NA",{"$f":"IF((IFERROR(IF(VLOOKUP(AK110,X:Y,2,0)=TRUE,1,0),0)+IFERROR(IF(VLOOKUP(AL110,X:Y,2,0)=TRUE,1,0),0)+IFERROR(IF(VLOOKUP(AN110,X:Y,2,0)=TRUE,1,0),0)+IFERROR(IF(VLOOKUP(AO110,X:Y,2,0)=TRUE,1,0),0)+IFERROR(IF(VLOOKUP(AP110,X:Y,2,0)=TRUE,1,0),0)+IF(AND(AM110>=Калькулятор!$C$14,AM110<=Калькулятор!$E$14),1,0)+IF(OR(AND(AS110>=Калькулятор!$C$11,AS110<=IF(ISBLANK(Калькулятор!$E$11),100000,Калькулятор!$E$11)),Калькулятор!$C$11&Калькулятор!$E$11=\"\"),1,0))=7,1,0)","v":1},{"$f":"SUM(AQ$2:AQ110)","v":109},{"$f":"IF(Калькулятор!$F$8<>70,ROUND(INDEX($C$6:$V$17,MATCH(AM110,$B$6:$B$17,0),MATCH(AK110&AL110,$C$2:$V$2,0))*(Калькулятор!$F$8/70)^справочно!$Y$2,0),ROUND(INDEX($C$6:$V$17,MATCH(AM110,$B$6:$B$17,0),MATCH(AK110&AL110,$C$2:$V$2,0)),0))","v":356},"ЗО",{"$f":"3.6*AV110/(4.19*(Калькулятор!$C$8-Калькулятор!$D$8))","v":30.621479713603819},{"$f":"IF(Калькулятор!$F$8<>70,INDEX($C$6:$V$17,MATCH(AM110,$B$6:$B$17,0),MATCH(AK110&AL110,$C$2:$V$2,0))*(Калькулятор!$F$8/70)^справочно!$Y$2,INDEX($C$6:$V$17,MATCH(AM110,$B$6:$B$17,0),MATCH(AK110&AL110,$C$2:$V$2,0)))","v":356.40000000000003}]
[null,null,null,null,null,null,null,null,null,null,null,null,null,null,null,null,null,null,null,null,null,null,null,null,null,null,"Конвектор внутрипольный Royal Thermo ATRIUM-110/250/1000-DG-U-NA","НС-1430169","RT-A-110/250/1000-DG-U-NA",3,5,9,13,18,21,23,110,250,1000,"DG","U","NA",{"$f":"IF((IFERROR(IF(VLOOKUP(AK111,X:Y,2,0)=TRUE,1,0),0)+IFERROR(IF(VLOOKUP(AL111,X:Y,2,0)=TRUE,1,0),0)+IFERROR(IF(VLOOKUP(AN111,X:Y,2,0)=TRUE,1,0),0)+IFERROR(IF(VLOOKUP(AO111,X:Y,2,0)=TRUE,1,0),0)+IFERROR(IF(VLOOKUP(AP111,X:Y,2,0)=TRUE,1,0),0)+IF(AND(AM111>=Калькулятор!$C$14,AM111<=Калькулятор!$E$14),1,0)+IF(OR(AND(AS111>=Калькулятор!$C$11,AS111<=IF(ISBLANK(Калькулятор!$E$11),100000,Калькулятор!$E$11)),Калькулятор!$C$11&Калькулятор!$E$11=\"\"),1,0))=7,1,0)","v":1},{"$f":"SUM(AQ$2:AQ111)","v":110},{"$f":"IF(Калькулятор!$F$8<>70,ROUND(INDEX($C$6:$V$17,MATCH(AM111,$B$6:$B$17,0),MATCH(AK111&AL111,$C$2:$V$2,0))*(Калькулятор!$F$8/70)^справочно!$Y$2,0),ROUND(INDEX($C$6:$V$17,MATCH(AM111,$B$6:$B$17,0),MATCH(AK111&AL111,$C$2:$V$2,0)),0))","v":475},"-",{"$f":"3.6*AV111/(4.19*(Калькулятор!$C$8-Калькулятор!$D$8))","v":40.828639618138425},{"$f":"IF(Калькулятор!$F$8<>70,INDEX($C$6:$V$17,MATCH(AM111,$B$6:$B$17,0),MATCH(AK111&AL111,$C$2:$V$2,0))*(Калькулятор!$F$8/70)^справочно!$Y$2,INDEX($C$6:$V$17,MATCH(AM111,$B$6:$B$17,0),MATCH(AK111&AL111,$C$2:$V$2,0)))","v":475.20000000000005}]
[null,null,null,null,null,null,null,null,null,null,null,null,null,null,null,null,null,null,null,null,null,null,null,null,null,null,"Конвектор внутрипольный Royal Thermo ATRIUM-110/250/1200-DG-U-NA","НС-1430170","RT-A-110/250/1200-DG-U-NA",3,5,9,13,18,21,23,110,250,1200,"DG","U","NA",{"$f":"IF((IFERROR(IF(VLOOKUP(AK112,X:Y,2,0)=TRUE,1,0),0)+IFERROR(IF(VLOOKUP(AL112,X:Y,2,0)=TRUE,1,0),0)+IFERROR(IF(VLOOKUP(AN112,X:Y,2,0)=TRUE,1,0),0)+IFERROR(IF(VLOOKUP(AO112,X:Y,2,0)=TRUE,1,0),0)+IFERROR(IF(VLOOKUP(AP112,X:Y,2,0)=TRUE,1,0),0)+IF(AND(AM112>=Калькулятор!$C$14,AM112<=Калькулятор!$E$14),1,0)+IF(OR(AND(AS112>=Калькулятор!$C$11,AS112<=IF(ISBLANK(Калькулятор!$E$11),100000,Калькулятор!$E$11)),Калькулятор!$C$11&Калькулятор!$E$11=\"\"),1,0))=7,1,0)","v":1},{"$f":"SUM(AQ$2:AQ112)","v":111},{"$f":"IF(Калькулятор!$F$8<>70,ROUND(INDEX($C$6:$V$17,MATCH(AM112,$B$6:$B$17,0),MATCH(AK112&AL112,$C$2:$V$2,0))*(Калькулятор!$F$8/70)^справочно!$Y$2,0),ROUND(INDEX($C$6:$V$17,MATCH(AM112,$B$6:$B$17,0),MATCH(AK112&AL112,$C$2:$V$2,0)),0))","v":595},"-",{"$f":"3.6*AV112/(4.19*(Калькулятор!$C$8-Калькулятор!$D$8))","v":51.130310262529832},{"$f":"IF(Калькулятор!$F$8<>70,INDEX($C$6:$V$17,MATCH(AM112,$B$6:$B$17,0),MATCH(AK112&AL112,$C$2:$V$2,0))*(Калькулятор!$F$8/70)^справочно!$Y$2,INDEX($C$6:$V$17,MATCH(AM112,$B$6:$B$17,0),MATCH(AK112&AL112,$C$2:$V$2,0)))","v":595.1}]
[null,null,null,null,null,null,null,null,null,null,null,null,null,null,null,null,null,null,null,null,null,null,null,null,null,null,"Конвектор внутрипольный Royal Thermo ATRIUM-110/250/1400-DG-U-NA","НС-1430171","RT-A-110/250/1400-DG-U-NA",3,5,9,13,18,21,23,110,250,1400,"DG","U","NA",{"$f":"IF((IFERROR(IF(VLOOKUP(AK113,X:Y,2,0)=TRUE,1,0),0)+IFERROR(IF(VLOOKUP(AL113,X:Y,2,0)=TRUE,1,0),0)+IFERROR(IF(VLOOKUP(AN113,X:Y,2,0)=TRUE,1,0),0)+IFERROR(IF(VLOOKUP(AO113,X:Y,2,0)=TRUE,1,0),0)+IFERROR(IF(VLOOKUP(AP113,X:Y,2,0)=TRUE,1,0),0)+IF(AND(AM113>=Калькулятор!$C$14,AM113<=Калькулятор!$E$14),1,0)+IF(OR(AND(AS113>=Калькулятор!$C$11,AS113<=IF(ISBLANK(Калькулятор!$E$11),100000,Калькулятор!$E$11)),Калькулятор!$C$11&Калькулятор!$E$11=\"\"),1,0))=7,1,0)","v":1},{"$f":"SUM(AQ$2:AQ113)","v":112},{"$f":"IF(Калькулятор!$F$8<>70,ROUND(INDEX($C$6:$V$17,MATCH(AM113,$B$6:$B$17,0),MATCH(AK113&AL113,$C$2:$V$2,0))*(Калькулятор!$F$8/70)^справочно!$Y$2,0),ROUND(INDEX($C$6:$V$17,MATCH(AM113,$B$6:$B$17,0),MATCH(AK113&AL113,$C$2:$V$2,0)),0))","v":714},"-",{"$f":"3.6*AV113/(4.19*(Калькулятор!$C$8-Калькулятор!$D$8))","v":61.337470167064438},{"$f":"IF(Калькулятор!$F$8<>70,INDEX($C$6:$V$17,MATCH(AM113,$B$6:$B$17,0),MATCH(AK113&AL113,$C$2:$V$2,0))*(Калькулятор!$F$8/70)^справочно!$Y$2,INDEX($C$6:$V$17,MATCH(AM113,$B$6:$B$17,0),MATCH(AK113&AL113,$C$2:$V$2,0)))","v":713.90000000000009}]
[null,null,null,null,null,null,null,null,null,null,null,null,null,null,null,null,null,null,null,null,null,null,null,null,null,null,"Конвектор внутрипольный Royal Thermo ATRIUM-110/250/1600-DG-U-NA","НС-1430172","RT-A-110/250/1600-DG-U-NA",3,5,9,13,18,21,23,110,250,1600,"DG","U","NA",{"$f":"IF((IFERROR(IF(VLOOKUP(AK114,X:Y,2,0)=TRUE,1,0),0)+IFERROR(IF(VLOOKUP(AL114,X:Y,2,0)=TRUE,1,0),0)+IFERROR(IF(VLOOKUP(AN114,X:Y,2,0)=TRUE,1,0),0)+IFERROR(IF(VLOOKUP(AO114,X:Y,2,0)=TRUE,1,0),0)+IFERROR(IF(VLOOKUP(AP114,X:Y,2,0)=TRUE,1,0),0)+IF(AND(AM114>=Калькулятор!$C$14,AM114<=Калькулятор!$E$14),1,0)+IF(OR(AND(AS114>=Калькулятор!$C$11,AS114<=IF(ISBLANK(Калькулятор!$E$11),100000,Калькулятор!$E$11)),Калькулятор!$C$11&Калькулятор!$E$11=\"\"),1,0))=7,1,0)","v":1},{"$f":"SUM(AQ$2:AQ114)","v":113},{"$f":"IF(Калькулятор!$F$8<>70,ROUND(INDEX($C$6:$V$17,MATCH(AM114,$B$6:$B$17,0),MATCH(AK114&AL114,$C$2:$V$2,0))*(Калькулятор!$F$8/70)^справочно!$Y$2,0),ROUND(INDEX($C$6:$V$17,MATCH(AM114,$B$6:$B$17,0),MATCH(AK114&AL114,$C$2:$V$2,0)),0))","v":834},"-",{"$f":"3.6*AV114/(4.19*(Калькулятор!$C$8-Калькулятор!$D$8))","v":71.639140811455846},{"$f":"IF(Калькулятор!$F$8<>70,INDEX($C$6:$V$17,MATCH(AM114,$B$6:$B$17,0),MATCH(AK114&AL114,$C$2:$V$2,0))*(Калькулятор!$F$8/70)^справочно!$Y$2,INDEX($C$6:$V$17,MATCH(AM114,$B$6:$B$17,0),MATCH(AK114&AL114,$C$2:$V$2,0)))","v":833.80000000000007}]
[null,null,null,null,null,null,null,null,null,null,null,null,null,null,null,null,null,null,null,null,null,null,null,null,null,null,"Конвектор внутрипольный Royal Thermo ATRIUM-110/250/1800-DG-U-NA","НС-1430173","RT-A-110/250/1800-DG-U-NA",3,5,9,13,18,21,23,110,250,1800,"DG","U","NA",{"$f":"IF((IFERROR(IF(VLOOKUP(AK115,X:Y,2,0)=TRUE,1,0),0)+IFERROR(IF(VLOOKUP(AL115,X:Y,2,0)=TRUE,1,0),0)+IFERROR(IF(VLOOKUP(AN115,X:Y,2,0)=TRUE,1,0),0)+IFERROR(IF(VLOOKUP(AO115,X:Y,2,0)=TRUE,1,0),0)+IFERROR(IF(VLOOKUP(AP115,X:Y,2,0)=TRUE,1,0),0)+IF(AND(AM115>=Калькулятор!$C$14,AM115<=Калькулятор!$E$14),1,0)+IF(OR(AND(AS115>=Калькулятор!$C$11,AS115<=IF(ISBLANK(Калькулятор!$E$11),100000,Калькулятор!$E$11)),Калькулятор!$C$11&Калькулятор!$E$11=\"\"),1,0))=7,1,0)","v":1},{"$f":"SUM(AQ$2:AQ115)","v":114},{"$f":"IF(Калькулятор!$F$8<>70,ROUND(INDEX($C$6:$V$17,MATCH(AM115,$B$6:$B$17,0),MATCH(AK115&AL115,$C$2:$V$2,0))*(Калькулятор!$F$8/70)^справочно!$Y$2,0),ROUND(INDEX($C$6:$V$17,MATCH(AM115,$B$6:$B$17,0),MATCH(AK115&AL115,$C$2:$V$2,0)),0))","v":954},"-",{"$f":"3.6*AV115/(4.19*(Калькулятор!$C$8-Калькулятор!$D$8))","v":81.940811455847253},{"$f":"IF(Калькулятор!$F$8<>70,INDEX($C$6:$V$17,MATCH(AM115,$B$6:$B$17,0),MATCH(AK115&AL115,$C$2:$V$2,0))*(Калькулятор!$F$8/70)^справочно!$Y$2,INDEX($C$6:$V$17,MATCH(AM115,$B$6:$B$17,0),MATCH(AK115&AL115,$C$2:$V$2,0)))","v":953.7}]
[null,null,null,null,null,null,null,null,null,null,null,null,null,null,null,null,null,null,null,null,null,null,null,null,null,null,"Конвектор внутрипольный Royal Thermo ATRIUM-110/250/2000-DG-U-NA","НС-1430174","RT-A-110/250/2000-DG-U-NA",3,5,9,13,18,21,23,110,250,2000,"DG","U","NA",{"$f":"IF((IFERROR(IF(VLOOKUP(AK116,X:Y,2,0)=TRUE,1,0),0)+IFERROR(IF(VLOOKUP(AL116,X:Y,2,0)=TRUE,1,0),0)+IFERROR(IF(VLOOKUP(AN116,X:Y,2,0)=TRUE,1,0),0)+IFERROR(IF(VLOOKUP(AO116,X:Y,2,0)=TRUE,1,0),0)+IFERROR(IF(VLOOKUP(AP116,X:Y,2,0)=TRUE,1,0),0)+IF(AND(AM116>=Калькулятор!$C$14,AM116<=Калькулятор!$E$14),1,0)+IF(OR(AND(AS116>=Калькулятор!$C$11,AS116<=IF(ISBLANK(Калькулятор!$E$11),100000,Калькулятор!$E$11)),Калькулятор!$C$11&Калькулятор!$E$11=\"\"),1,0))=7,1,0)","v":1},{"$f":"SUM(AQ$2:AQ116)","v":115},{"$f":"IF(Калькулятор!$F$8<>70,ROUND(INDEX($C$6:$V$17,MATCH(AM116,$B$6:$B$17,0),MATCH(AK116&AL116,$C$2:$V$2,0))*(Калькулятор!$F$8/70)^справочно!$Y$2,0),ROUND(INDEX($C$6:$V$17,MATCH(AM116,$B$6:$B$17,0),MATCH(AK116&AL116,$C$2:$V$2,0)),0))","v":1073},"-",{"$f":"3.6*AV116/(4.19*(Калькулятор!$C$8-Калькулятор!$D$8))","v":92.147971360381845},{"$f":"IF(Калькулятор!$F$8<>70,INDEX($C$6:$V$17,MATCH(AM116,$B$6:$B$17,0),MATCH(AK116&AL116,$C$2:$V$2,0))*(Калькулятор!$F$8/70)^справочно!$Y$2,INDEX($C$6:$V$17,MATCH(AM116,$B$6:$B$17,0),MATCH(AK116&AL116,$C$2:$V$2,0)))","v":1072.5}]
[null,null,null,null,null,null,null,null,null,null,null,null,null,null,null,null,null,null,null,null,null,null,null,null,null,null,"Конвектор внутрипольный Royal Thermo ATRIUM-110/250/2200-DG-U-NA","НС-1477283","RT-A-110/250/2200-DG-U-NA",3,5,9,13,18,21,23,110,250,2200,"DG","U","NA",{"$f":"IF((IFERROR(IF(VLOOKUP(AK117,X:Y,2,0)=TRUE,1,0),0)+IFERROR(IF(VLOOKUP(AL117,X:Y,2,0)=TRUE,1,0),0)+IFERROR(IF(VLOOKUP(AN117,X:Y,2,0)=TRUE,1,0),0)+IFERROR(IF(VLOOKUP(AO117,X:Y,2,0)=TRUE,1,0),0)+IFERROR(IF(VLOOKUP(AP117,X:Y,2,0)=TRUE,1,0),0)+IF(AND(AM117>=Калькулятор!$C$14,AM117<=Калькулятор!$E$14),1,0)+IF(OR(AND(AS117>=Калькулятор!$C$11,AS117<=IF(ISBLANK(Калькулятор!$E$11),100000,Калькулятор!$E$11)),Калькулятор!$C$11&Калькулятор!$E$11=\"\"),1,0))=7,1,0)","v":1},{"$f":"SUM(AQ$2:AQ117)","v":116},{"$f":"IF(Калькулятор!$F$8<>70,ROUND(INDEX($C$6:$V$17,MATCH(AM117,$B$6:$B$17,0),MATCH(AK117&AL117,$C$2:$V$2,0))*(Калькулятор!$F$8/70)^справочно!$Y$2,0),ROUND(INDEX($C$6:$V$17,MATCH(AM117,$B$6:$B$17,0),MATCH(AK117&AL117,$C$2:$V$2,0)),0))","v":1191},"-",{"$f":"3.6*AV117/(4.19*(Калькулятор!$C$8-Калькулятор!$D$8))","v":102.35513126491648},{"$f":"IF(Калькулятор!$F$8<>70,INDEX($C$6:$V$17,MATCH(AM117,$B$6:$B$17,0),MATCH(AK117&AL117,$C$2:$V$2,0))*(Калькулятор!$F$8/70)^справочно!$Y$2,INDEX($C$6:$V$17,MATCH(AM117,$B$6:$B$17,0),MATCH(AK117&AL117,$C$2:$V$2,0)))","v":1191.3000000000002}]
[null,null,null,null,null,null,null,null,null,null,null,null,null,null,null,null,null,null,null,null,null,null,null,null,null,null,"Конвектор внутрипольный Royal Thermo ATRIUM-110/250/2400-DG-U-NA","НС-1477286","RT-A-110/250/2400-DG-U-NA",3,5,9,13,18,21,23,110,250,2400,"DG","U","NA",{"$f":"IF((IFERROR(IF(VLOOKUP(AK118,X:Y,2,0)=TRUE,1,0),0)+IFERROR(IF(VLOOKUP(AL118,X:Y,2,0)=TRUE,1,0),0)+IFERROR(IF(VLOOKUP(AN118,X:Y,2,0)=TRUE,1,0),0)+IFERROR(IF(VLOOKUP(AO118,X:Y,2,0)=TRUE,1,0),0)+IFERROR(IF(VLOOKUP(AP118,X:Y,2,0)=TRUE,1,0),0)+IF(AND(AM118>=Калькулятор!$C$14,AM118<=Калькулятор!$E$14),1,0)+IF(OR(AND(AS118>=Калькулятор!$C$11,AS118<=IF(ISBLANK(Калькулятор!$E$11),100000,Калькулятор!$E$11)),Калькулятор!$C$11&Калькулятор!$E$11=\"\"),1,0))=7,1,0)","v":1},{"$f":"SUM(AQ$2:AQ118)","v":117},{"$f":"IF(Калькулятор!$F$8<>70,ROUND(INDEX($C$6:$V$17,MATCH(AM118,$B$6:$B$17,0),MATCH(AK118&AL118,$C$2:$V$2,0))*(Калькулятор!$F$8/70)^справочно!$Y$2,0),ROUND(INDEX($C$6:$V$17,MATCH(AM118,$B$6:$B$17,0),MATCH(AK118&AL118,$C$2:$V$2,0)),0))","v":1338},"-",{"$f":"3.6*AV118/(4.19*(Калькулятор!$C$8-Калькулятор!$D$8))","v":114.92505966587112},{"$f":"IF(Калькулятор!$F$8<>70,INDEX($C$6:$V$17,MATCH(AM118,$B$6:$B$17,0),MATCH(AK118&AL118,$C$2:$V$2,0))*(Калькулятор!$F$8/70)^справочно!$Y$2,INDEX($C$6:$V$17,MATCH(AM118,$B$6:$B$17,0),MATCH(AK118&AL118,$C$2:$V$2,0)))","v":1337.6000000000001}]
[null,null,null,null,null,null,null,null,null,null,null,null,null,null,null,null,null,null,null,null,null,null,null,null,null,null,"Конвектор внутрипольный Royal Thermo ATRIUM-110/250/2600-DG-U-NA","НС-1477289","RT-A-110/250/2600-DG-U-NA",3,5,9,13,18,21,23,110,250,2600,"DG","U","NA",{"$f":"IF((IFERROR(IF(VLOOKUP(AK119,X:Y,2,0)=TRUE,1,0),0)+IFERROR(IF(VLOOKUP(AL119,X:Y,2,0)=TRUE,1,0),0)+IFERROR(IF(VLOOKUP(AN119,X:Y,2,0)=TRUE,1,0),0)+IFERROR(IF(VLOOKUP(AO119,X:Y,2,0)=TRUE,1,0),0)+IFERROR(IF(VLOOKUP(AP119,X:Y,2,0)=TRUE,1,0),0)+IF(AND(AM119>=Калькулятор!$C$14,AM119<=Калькулятор!$E$14),1,0)+IF(OR(AND(AS119>=Калькулятор!$C$11,AS119<=IF(ISBLANK(Калькулятор!$E$11),100000,Калькулятор!$E$11)),Калькулятор!$C$11&Калькулятор!$E$11=\"\"),1,0))=7,1,0)","v":1},{"$f":"SUM(AQ$2:AQ119)","v":118},{"$f":"IF(Калькулятор!$F$8<>70,ROUND(INDEX($C$6:$V$17,MATCH(AM119,$B$6:$B$17,0),MATCH(AK119&AL119,$C$2:$V$2,0))*(Калькулятор!$F$8/70)^справочно!$Y$2,0),ROUND(INDEX($C$6:$V$17,MATCH(AM119,$B$6:$B$17,0),MATCH(AK119&AL119,$C$2:$V$2,0)),0))","v":1458},"ЗО",{"$f":"3.6*AV119/(4.19*(Калькулятор!$C$8-Калькулятор!$D$8))","v":125.22673031026254},{"$f":"IF(Калькулятор!$F$8<>70,INDEX($C$6:$V$17,MATCH(AM119,$B$6:$B$17,0),MATCH(AK119&AL119,$C$2:$V$2,0))*(Калькулятор!$F$8/70)^справочно!$Y$2,INDEX($C$6:$V$17,MATCH(AM119,$B$6:$B$17,0),MATCH(AK119&AL119,$C$2:$V$2,0)))","v":1457.5000000000002}]
[null,null,null,null,null,null,null,null,null,null,null,null,null,null,null,null,null,null,null,null,null,null,null,null,null,null,"Конвектор внутрипольный Royal Thermo ATRIUM-110/250/2800-DG-U-NA","НС-1477292","RT-A-110/250/2800-DG-U-NA",3,5,9,13,18,21,23,110,250,2800,"DG","U","NA",{"$f":"IF((IFERROR(IF(VLOOKUP(AK120,X:Y,2,0)=TRUE,1,0),0)+IFERROR(IF(VLOOKUP(AL120,X:Y,2,0)=TRUE,1,0),0)+IFERROR(IF(VLOOKUP(AN120,X:Y,2,0)=TRUE,1,0),0)+IFERROR(IF(VLOOKUP(AO120,X:Y,2,0)=TRUE,1,0),0)+IFERROR(IF(VLOOKUP(AP120,X:Y,2,0)=TRUE,1,0),0)+IF(AND(AM120>=Калькулятор!$C$14,AM120<=Калькулятор!$E$14),1,0)+IF(OR(AND(AS120>=Калькулятор!$C$11,AS120<=IF(ISBLANK(Калькулятор!$E$11),100000,Калькулятор!$E$11)),Калькулятор!$C$11&Калькулятор!$E$11=\"\"),1,0))=7,1,0)","v":1},{"$f":"SUM(AQ$2:AQ120)","v":119},{"$f":"IF(Калькулятор!$F$8<>70,ROUND(INDEX($C$6:$V$17,MATCH(AM120,$B$6:$B$17,0),MATCH(AK120&AL120,$C$2:$V$2,0))*(Калькулятор!$F$8/70)^справочно!$Y$2,0),ROUND(INDEX($C$6:$V$17,MATCH(AM120,$B$6:$B$17,0),MATCH(AK120&AL120,$C$2:$V$2,0)),0))","v":1576},"ЗО",{"$f":"3.6*AV120/(4.19*(Калькулятор!$C$8-Калькулятор!$D$8))","v":135.43389021479715},{"$f":"IF(Калькулятор!$F$8<>70,INDEX($C$6:$V$17,MATCH(AM120,$B$6:$B$17,0),MATCH(AK120&AL120,$C$2:$V$2,0))*(Калькулятор!$F$8/70)^справочно!$Y$2,INDEX($C$6:$V$17,MATCH(AM120,$B$6:$B$17,0),MATCH(AK120&AL120,$C$2:$V$2,0)))","v":1576.3000000000002}]
[null,null,null,null,null,null,null,null,null,null,null,null,null,null,null,null,null,null,null,null,null,null,null,null,null,null,"Конвектор внутрипольный Royal Thermo ATRIUM-110/250/3000-DG-U-NA","НС-1477295","RT-A-110/250/3000-DG-U-NA",3,5,9,13,18,21,23,110,250,3000,"DG","U","NA",{"$f":"IF((IFERROR(IF(VLOOKUP(AK121,X:Y,2,0)=TRUE,1,0),0)+IFERROR(IF(VLOOKUP(AL121,X:Y,2,0)=TRUE,1,0),0)+IFERROR(IF(VLOOKUP(AN121,X:Y,2,0)=TRUE,1,0),0)+IFERROR(IF(VLOOKUP(AO121,X:Y,2,0)=TRUE,1,0),0)+IFERROR(IF(VLOOKUP(AP121,X:Y,2,0)=TRUE,1,0),0)+IF(AND(AM121>=Калькулятор!$C$14,AM121<=Калькулятор!$E$14),1,0)+IF(OR(AND(AS121>=Калькулятор!$C$11,AS121<=IF(ISBLANK(Калькулятор!$E$11),100000,Калькулятор!$E$11)),Калькулятор!$C$11&Калькулятор!$E$11=\"\"),1,0))=7,1,0)","v":1},{"$f":"SUM(AQ$2:AQ121)","v":120},{"$f":"IF(Калькулятор!$F$8<>70,ROUND(INDEX($C$6:$V$17,MATCH(AM121,$B$6:$B$17,0),MATCH(AK121&AL121,$C$2:$V$2,0))*(Калькулятор!$F$8/70)^справочно!$Y$2,0),ROUND(INDEX($C$6:$V$17,MATCH(AM121,$B$6:$B$17,0),MATCH(AK121&AL121,$C$2:$V$2,0)),0))","v":1695},"ЗО",{"$f":"3.6*AV121/(4.19*(Калькулятор!$C$8-Калькулятор!$D$8))","v":145.64105011933174},{"$f":"IF(Калькулятор!$F$8<>70,INDEX($C$6:$V$17,MATCH(AM121,$B$6:$B$17,0),MATCH(AK121&AL121,$C$2:$V$2,0))*(Калькулятор!$F$8/70)^справочно!$Y$2,INDEX($C$6:$V$17,MATCH(AM121,$B$6:$B$17,0),MATCH(AK121&AL121,$C$2:$V$2,0)))","v":1695.1000000000001}]
[null,null,null,null,null,null,null,null,null,null,null,null,null,null,null,null,null,null,null,null,null,null,null,null,null,null,"Конвектор внутрипольный Royal Thermo ATRIUM-110/300/800-DG-U-NA","НС-1477337","RT-A-110/300/800-DG-U-NA",3,5,9,13,17,20,22,110,300,800,"DG","U","NA",{"$f":"IF((IFERROR(IF(VLOOKUP(AK122,X:Y,2,0)=TRUE,1,0),0)+IFERROR(IF(VLOOKUP(AL122,X:Y,2,0)=TRUE,1,0),0)+IFERROR(IF(VLOOKUP(AN122,X:Y,2,0)=TRUE,1,0),0)+IFERROR(IF(VLOOKUP(AO122,X:Y,2,0)=TRUE,1,0),0)+IFERROR(IF(VLOOKUP(AP122,X:Y,2,0)=TRUE,1,0),0)+IF(AND(AM122>=Калькулятор!$C$14,AM122<=Калькулятор!$E$14),1,0)+IF(OR(AND(AS122>=Калькулятор!$C$11,AS122<=IF(ISBLANK(Калькулятор!$E$11),100000,Калькулятор!$E$11)),Калькулятор!$C$11&Калькулятор!$E$11=\"\"),1,0))=7,1,0)","v":1},{"$f":"SUM(AQ$2:AQ122)","v":121},{"$f":"IF(Калькулятор!$F$8<>70,ROUND(INDEX($C$6:$V$17,MATCH(AM122,$B$6:$B$17,0),MATCH(AK122&AL122,$C$2:$V$2,0))*(Калькулятор!$F$8/70)^справочно!$Y$2,0),ROUND(INDEX($C$6:$V$17,MATCH(AM122,$B$6:$B$17,0),MATCH(AK122&AL122,$C$2:$V$2,0)),0))","v":470},"ЗО",{"$f":"3.6*AV122/(4.19*(Калькулятор!$C$8-Калькулятор!$D$8))","v":40.356085918854419},{"$f":"IF(Калькулятор!$F$8<>70,INDEX($C$6:$V$17,MATCH(AM122,$B$6:$B$17,0),MATCH(AK122&AL122,$C$2:$V$2,0))*(Калькулятор!$F$8/70)^справочно!$Y$2,INDEX($C$6:$V$17,MATCH(AM122,$B$6:$B$17,0),MATCH(AK122&AL122,$C$2:$V$2,0)))","v":469.70000000000005}]
[null,null,null,null,null,null,null,null,null,null,null,null,null,null,null,null,null,null,null,null,null,null,null,null,null,null,"Конвектор внутрипольный Royal Thermo ATRIUM-110/300/1000-DG-U-NA","НС-1477304","RT-A-110/300/1000-DG-U-NA",3,5,9,13,18,21,23,110,300,1000,"DG","U","NA",{"$f":"IF((IFERROR(IF(VLOOKUP(AK123,X:Y,2,0)=TRUE,1,0),0)+IFERROR(IF(VLOOKUP(AL123,X:Y,2,0)=TRUE,1,0),0)+IFERROR(IF(VLOOKUP(AN123,X:Y,2,0)=TRUE,1,0),0)+IFERROR(IF(VLOOKUP(AO123,X:Y,2,0)=TRUE,1,0),0)+IFERROR(IF(VLOOKUP(AP123,X:Y,2,0)=TRUE,1,0),0)+IF(AND(AM123>=Калькулятор!$C$14,AM123<=Калькулятор!$E$14),1,0)+IF(OR(AND(AS123>=Калькулятор!$C$11,AS123<=IF(ISBLANK(Калькулятор!$E$11),100000,Калькулятор!$E$11)),Калькулятор!$C$11&Калькулятор!$E$11=\"\"),1,0))=7,1,0)","v":1},{"$f":"SUM(AQ$2:AQ123)","v":122},{"$f":"IF(Калькулятор!$F$8<>70,ROUND(INDEX($C$6:$V$17,MATCH(AM123,$B$6:$B$17,0),MATCH(AK123&AL123,$C$2:$V$2,0))*(Калькулятор!$F$8/70)^справочно!$Y$2,0),ROUND(INDEX($C$6:$V$17,MATCH(AM123,$B$6:$B$17,0),MATCH(AK123&AL123,$C$2:$V$2,0)),0))","v":605},"ЗО",{"$f":"3.6*AV123/(4.19*(Калькулятор!$C$8-Калькулятор!$D$8))","v":51.980906921241044},{"$f":"IF(Калькулятор!$F$8<>70,INDEX($C$6:$V$17,MATCH(AM123,$B$6:$B$17,0),MATCH(AK123&AL123,$C$2:$V$2,0))*(Калькулятор!$F$8/70)^справочно!$Y$2,INDEX($C$6:$V$17,MATCH(AM123,$B$6:$B$17,0),MATCH(AK123&AL123,$C$2:$V$2,0)))","v":605}]
[null,null,null,null,null,null,null,null,null,null,null,null,null,null,null,null,null,null,null,null,null,null,null,null,null,null,"Конвектор внутрипольный Royal Thermo ATRIUM-110/300/1200-DG-U-NA","НС-1477307","RT-A-110/300/1200-DG-U-NA",3,5,9,13,18,21,23,110,300,1200,"DG","U","NA",{"$f":"IF((IFERROR(IF(VLOOKUP(AK124,X:Y,2,0)=TRUE,1,0),0)+IFERROR(IF(VLOOKUP(AL124,X:Y,2,0)=TRUE,1,0),0)+IFERROR(IF(VLOOKUP(AN124,X:Y,2,0)=TRUE,1,0),0)+IFERROR(IF(VLOOKUP(AO124,X:Y,2,0)=TRUE,1,0),0)+IFERROR(IF(VLOOKUP(AP124,X:Y,2,0)=TRUE,1,0),0)+IF(AND(AM124>=Калькулятор!$C$14,AM124<=Калькулятор!$E$14),1,0)+IF(OR(AND(AS124>=Калькулятор!$C$11,AS124<=IF(ISBLANK(Калькулятор!$E$11),100000,Калькулятор!$E$11)),Калькулятор!$C$11&Калькулятор!$E$11=\"\"),1,0))=7,1,0)","v":1},{"$f":"SUM(AQ$2:AQ124)","v":123},{"$f":"IF(Калькулятор!$F$8<>70,ROUND(INDEX($C$6:$V$17,MATCH(AM124,$B$6:$B$17,0),MATCH(AK124&AL124,$C$2:$V$2,0))*(Калькулятор!$F$8/70)^справочно!$Y$2,0),ROUND(INDEX($C$6:$V$17,MATCH(AM124,$B$6:$B$17,0),MATCH(AK124&AL124,$C$2:$V$2,0)),0))","v":741},"ЗО",{"$f":"3.6*AV124/(4.19*(Калькулятор!$C$8-Калькулятор!$D$8))","v":63.700238663484491},{"$f":"IF(Калькулятор!$F$8<>70,INDEX($C$6:$V$17,MATCH(AM124,$B$6:$B$17,0),MATCH(AK124&AL124,$C$2:$V$2,0))*(Калькулятор!$F$8/70)^справочно!$Y$2,INDEX($C$6:$V$17,MATCH(AM124,$B$6:$B$17,0),MATCH(AK124&AL124,$C$2:$V$2,0)))","v":741.40000000000009}]
[null,null,null,null,null,null,null,null,null,null,null,null,null,null,null,null,null,null,null,null,null,null,null,null,null,null,"Конвектор внутрипольный Royal Thermo ATRIUM-110/300/1400-DG-U-NA","НС-1477310","RT-A-110/300/1400-DG-U-NA",3,5,9,13,18,21,23,110,300,1400,"DG","U","NA",{"$f":"IF((IFERROR(IF(VLOOKUP(AK125,X:Y,2,0)=TRUE,1,0),0)+IFERROR(IF(VLOOKUP(AL125,X:Y,2,0)=TRUE,1,0),0)+IFERROR(IF(VLOOKUP(AN125,X:Y,2,0)=TRUE,1,0),0)+IFERROR(IF(VLOOKUP(AO125,X:Y,2,0)=TRUE,1,0),0)+IFERROR(IF(VLOOKUP(AP125,X:Y,2,0)=TRUE,1,0),0)+IF(AND(AM125>=Калькулятор!$C$14,AM125<=Калькулятор!$E$14),1,0)+IF(OR(AND(AS125>=Калькулятор!$C$11,AS125<=IF(ISBLANK(Калькулятор!$E$11),100000,Калькулятор!$E$11)),Калькулятор!$C$11&Калькулятор!$E$11=\"\"),1,0))=7,1,0)","v":1},{"$f":"SUM(AQ$2:AQ125)","v":124},{"$f":"IF(Калькулятор!$F$8<>70,ROUND(INDEX($C$6:$V$17,MATCH(AM125,$B$6:$B$17,0),MATCH(AK125&AL125,$C$2:$V$2,0))*(Калькулятор!$F$8/70)^справочно!$Y$2,0),ROUND(INDEX($C$6:$V$17,MATCH(AM125,$B$6:$B$17,0),MATCH(AK125&AL125,$C$2:$V$2,0)),0))","v":877},"ЗО",{"$f":"3.6*AV125/(4.19*(Калькулятор!$C$8-Калькулятор!$D$8))","v":75.325059665871123},{"$f":"IF(Калькулятор!$F$8<>70,INDEX($C$6:$V$17,MATCH(AM125,$B$6:$B$17,0),MATCH(AK125&AL125,$C$2:$V$2,0))*(Калькулятор!$F$8/70)^справочно!$Y$2,INDEX($C$6:$V$17,MATCH(AM125,$B$6:$B$17,0),MATCH(AK125&AL125,$C$2:$V$2,0)))","v":876.7}]
[null,null,null,null,null,null,null,null,null,null,null,null,null,null,null,null,null,null,null,null,null,null,null,null,null,null,"Конвектор внутрипольный Royal Thermo ATRIUM-110/300/1600-DG-U-NA","НС-1477313","RT-A-110/300/1600-DG-U-NA",3,5,9,13,18,21,23,110,300,1600,"DG","U","NA",{"$f":"IF((IFERROR(IF(VLOOKUP(AK126,X:Y,2,0)=TRUE,1,0),0)+IFERROR(IF(VLOOKUP(AL126,X:Y,2,0)=TRUE,1,0),0)+IFERROR(IF(VLOOKUP(AN126,X:Y,2,0)=TRUE,1,0),0)+IFERROR(IF(VLOOKUP(AO126,X:Y,2,0)=TRUE,1,0),0)+IFERROR(IF(VLOOKUP(AP126,X:Y,2,0)=TRUE,1,0),0)+IF(AND(AM126>=Калькулятор!$C$14,AM126<=Калькулятор!$E$14),1,0)+IF(OR(AND(AS126>=Калькулятор!$C$11,AS126<=IF(ISBLANK(Калькулятор!$E$11),100000,Калькулятор!$E$11)),Калькулятор!$C$11&Калькулятор!$E$11=\"\"),1,0))=7,1,0)","v":1},{"$f":"SUM(AQ$2:AQ126)","v":125},{"$f":"IF(Калькулятор!$F$8<>70,ROUND(INDEX($C$6:$V$17,MATCH(AM126,$B$6:$B$17,0),MATCH(AK126&AL126,$C$2:$V$2,0))*(Калькулятор!$F$8/70)^справочно!$Y$2,0),ROUND(INDEX($C$6:$V$17,MATCH(AM126,$B$6:$B$17,0),MATCH(AK126&AL126,$C$2:$V$2,0)),0))","v":1012},"ЗО",{"$f":"3.6*AV126/(4.19*(Калькулятор!$C$8-Калькулятор!$D$8))","v":86.949880668257748},{"$f":"IF(Калькулятор!$F$8<>70,INDEX($C$6:$V$17,MATCH(AM126,$B$6:$B$17,0),MATCH(AK126&AL126,$C$2:$V$2,0))*(Калькулятор!$F$8/70)^справочно!$Y$2,INDEX($C$6:$V$17,MATCH(AM126,$B$6:$B$17,0),MATCH(AK126&AL126,$C$2:$V$2,0)))","v":1012.0000000000001}]
[null,null,null,null,null,null,null,null,null,null,null,null,null,null,null,null,null,null,null,null,null,null,null,null,null,null,"Конвектор внутрипольный Royal Thermo ATRIUM-110/300/1800-DG-U-NA","НС-1477316","RT-A-110/300/1800-DG-U-NA",3,5,9,13,18,21,23,110,300,1800,"DG","U","NA",{"$f":"IF((IFERROR(IF(VLOOKUP(AK127,X:Y,2,0)=TRUE,1,0),0)+IFERROR(IF(VLOOKUP(AL127,X:Y,2,0)=TRUE,1,0),0)+IFERROR(IF(VLOOKUP(AN127,X:Y,2,0)=TRUE,1,0),0)+IFERROR(IF(VLOOKUP(AO127,X:Y,2,0)=TRUE,1,0),0)+IFERROR(IF(VLOOKUP(AP127,X:Y,2,0)=TRUE,1,0),0)+IF(AND(AM127>=Калькулятор!$C$14,AM127<=Калькулятор!$E$14),1,0)+IF(OR(AND(AS127>=Калькулятор!$C$11,AS127<=IF(ISBLANK(Калькулятор!$E$11),100000,Калькулятор!$E$11)),Калькулятор!$C$11&Калькулятор!$E$11=\"\"),1,0))=7,1,0)","v":1},{"$f":"SUM(AQ$2:AQ127)","v":126},{"$f":"IF(Калькулятор!$F$8<>70,ROUND(INDEX($C$6:$V$17,MATCH(AM127,$B$6:$B$17,0),MATCH(AK127&AL127,$C$2:$V$2,0))*(Калькулятор!$F$8/70)^справочно!$Y$2,0),ROUND(INDEX($C$6:$V$17,MATCH(AM127,$B$6:$B$17,0),MATCH(AK127&AL127,$C$2:$V$2,0)),0))","v":1147},"ЗО",{"$f":"3.6*AV127/(4.19*(Калькулятор!$C$8-Калькулятор!$D$8))","v":98.574701670644387},{"$f":"IF(Калькулятор!$F$8<>70,INDEX($C$6:$V$17,MATCH(AM127,$B$6:$B$17,0),MATCH(AK127&AL127,$C$2:$V$2,0))*(Калькулятор!$F$8/70)^справочно!$Y$2,INDEX($C$6:$V$17,MATCH(AM127,$B$6:$B$17,0),MATCH(AK127&AL127,$C$2:$V$2,0)))","v":1147.3000000000002}]
[null,null,null,null,null,null,null,null,null,null,null,null,null,null,null,null,null,null,null,null,null,null,null,null,null,null,"Конвектор внутрипольный Royal Thermo ATRIUM-110/300/2000-DG-U-NA","НС-1477319","RT-A-110/300/2000-DG-U-NA",3,5,9,13,18,21,23,110,300,2000,"DG","U","NA",{"$f":"IF((IFERROR(IF(VLOOKUP(AK128,X:Y,2,0)=TRUE,1,0),0)+IFERROR(IF(VLOOKUP(AL128,X:Y,2,0)=TRUE,1,0),0)+IFERROR(IF(VLOOKUP(AN128,X:Y,2,0)=TRUE,1,0),0)+IFERROR(IF(VLOOKUP(AO128,X:Y,2,0)=TRUE,1,0),0)+IFERROR(IF(VLOOKUP(AP128,X:Y,2,0)=TRUE,1,0),0)+IF(AND(AM128>=Калькулятор!$C$14,AM128<=Калькулятор!$E$14),1,0)+IF(OR(AND(AS128>=Калькулятор!$C$11,AS128<=IF(ISBLANK(Калькулятор!$E$11),100000,Калькулятор!$E$11)),Калькулятор!$C$11&Калькулятор!$E$11=\"\"),1,0))=7,1,0)","v":1},{"$f":"SUM(AQ$2:AQ128)","v":127},{"$f":"IF(Калькулятор!$F$8<>70,ROUND(INDEX($C$6:$V$17,MATCH(AM128,$B$6:$B$17,0),MATCH(AK128&AL128,$C$2:$V$2,0))*(Калькулятор!$F$8/70)^справочно!$Y$2,0),ROUND(INDEX($C$6:$V$17,MATCH(AM128,$B$6:$B$17,0),MATCH(AK128&AL128,$C$2:$V$2,0)),0))","v":1284},"ЗО",{"$f":"3.6*AV128/(4.19*(Калькулятор!$C$8-Калькулятор!$D$8))","v":110.29403341288783},{"$f":"IF(Калькулятор!$F$8<>70,INDEX($C$6:$V$17,MATCH(AM128,$B$6:$B$17,0),MATCH(AK128&AL128,$C$2:$V$2,0))*(Калькулятор!$F$8/70)^справочно!$Y$2,INDEX($C$6:$V$17,MATCH(AM128,$B$6:$B$17,0),MATCH(AK128&AL128,$C$2:$V$2,0)))","v":1283.7}]
[null,null,null,null,null,null,null,null,null,null,null,null,null,null,null,null,null,null,null,null,null,null,null,null,null,null,"Конвектор внутрипольный Royal Thermo ATRIUM-110/300/2200-DG-U-NA","НС-1477322","RT-A-110/300/2200-DG-U-NA",3,5,9,13,18,21,23,110,300,2200,"DG","U","NA",{"$f":"IF((IFERROR(IF(VLOOKUP(AK129,X:Y,2,0)=TRUE,1,0),0)+IFERROR(IF(VLOOKUP(AL129,X:Y,2,0)=TRUE,1,0),0)+IFERROR(IF(VLOOKUP(AN129,X:Y,2,0)=TRUE,1,0),0)+IFERROR(IF(VLOOKUP(AO129,X:Y,2,0)=TRUE,1,0),0)+IFERROR(IF(VLOOKUP(AP129,X:Y,2,0)=TRUE,1,0),0)+IF(AND(AM129>=Калькулятор!$C$14,AM129<=Калькулятор!$E$14),1,0)+IF(OR(AND(AS129>=Калькулятор!$C$11,AS129<=IF(ISBLANK(Калькулятор!$E$11),100000,Калькулятор!$E$11)),Калькулятор!$C$11&Калькулятор!$E$11=\"\"),1,0))=7,1,0)","v":1},{"$f":"SUM(AQ$2:AQ129)","v":128},{"$f":"IF(Калькулятор!$F$8<>70,ROUND(INDEX($C$6:$V$17,MATCH(AM129,$B$6:$B$17,0),MATCH(AK129&AL129,$C$2:$V$2,0))*(Калькулятор!$F$8/70)^справочно!$Y$2,0),ROUND(INDEX($C$6:$V$17,MATCH(AM129,$B$6:$B$17,0),MATCH(AK129&AL129,$C$2:$V$2,0)),0))","v":1419},"ЗО",{"$f":"3.6*AV129/(4.19*(Калькулятор!$C$8-Калькулятор!$D$8))","v":121.91885441527445},{"$f":"IF(Калькулятор!$F$8<>70,INDEX($C$6:$V$17,MATCH(AM129,$B$6:$B$17,0),MATCH(AK129&AL129,$C$2:$V$2,0))*(Калькулятор!$F$8/70)^справочно!$Y$2,INDEX($C$6:$V$17,MATCH(AM129,$B$6:$B$17,0),MATCH(AK129&AL129,$C$2:$V$2,0)))","v":1419.0000000000002}]
[null,null,null,null,null,null,null,null,null,null,null,null,null,null,null,null,null,null,null,null,null,null,null,null,null,null,"Конвектор внутрипольный Royal Thermo ATRIUM-110/300/2400-DG-U-NA","НС-1477325","RT-A-110/300/2400-DG-U-NA",{"$f":"SEARCH(\"-\",AC130)","v":3},{"$f":"SEARCH(\"-\",AC130,AD130+1)","v":5},{"$f":"SEARCH(\"/\",AC130)","v":9},{"$f":"SEARCH(\"/\",AC130,AF130+1)","v":13},{"$f":"SEARCH(\"-\",AC130,AE130+1)","v":18},{"$f":"SEARCH(\"-\",AC130,AH130+1)","v":21},{"$f":"SEARCH(\"-\",AC130,AI130+1)","v":23},{"$f":"MID($AC130,AE130+1,AF130-AE130-1)*1","v":110},{"$f":"MID($AC130,AF130+1,AG130-AF130-1)*1","v":300},{"$f":"MID($AC130,AG130+1,AH130-AG130-1)*1","v":2400},{"$f":"MID($AC130,AH130+1,AI130-AH130-1)","v":"DG"},{"$f":"MID($AC130,AI130+1,AJ130-AI130-1)","v":"U"},{"$f":"MID($AC130,AI130+3,LEN(AC130)-AI130-1)","v":"NA"},{"$f":"IF((IFERROR(IF(VLOOKUP(AK130,X:Y,2,0)=TRUE,1,0),0)+IFERROR(IF(VLOOKUP(AL130,X:Y,2,0)=TRUE,1,0),0)+IFERROR(IF(VLOOKUP(AN130,X:Y,2,0)=TRUE,1,0),0)+IFERROR(IF(VLOOKUP(AO130,X:Y,2,0)=TRUE,1,0),0)+IFERROR(IF(VLOOKUP(AP130,X:Y,2,0)=TRUE,1,0),0)+IF(AND(AM130>=Калькулятор!$C$14,AM130<=Калькулятор!$E$14),1,0)+IF(OR(AND(AS130>=Калькулятор!$C$11,AS130<=IF(ISBLANK(Калькулятор!$E$11),100000,Калькулятор!$E$11)),Калькулятор!$C$11&Калькулятор!$E$11=\"\"),1,0))=7,1,0)","v":1},{"$f":"SUM(AQ$2:AQ130)","v":129},{"$f":"IF(Калькулятор!$F$8<>70,ROUND(INDEX($C$6:$V$17,MATCH(AM130,$B$6:$B$17,0),MATCH(AK130&AL130,$C$2:$V$2,0))*(Калькулятор!$F$8/70)^справочно!$Y$2,0),ROUND(INDEX($C$6:$V$17,MATCH(AM130,$B$6:$B$17,0),MATCH(AK130&AL130,$C$2:$V$2,0)),0))","v":1554},"ЗО",{"$f":"3.6*AV130/(4.19*(Калькулятор!$C$8-Калькулятор!$D$8))","v":133.54367541766109},{"$f":"IF(Калькулятор!$F$8<>70,INDEX($C$6:$V$17,MATCH(AM130,$B$6:$B$17,0),MATCH(AK130&AL130,$C$2:$V$2,0))*(Калькулятор!$F$8/70)^справочно!$Y$2,INDEX($C$6:$V$17,MATCH(AM130,$B$6:$B$17,0),MATCH(AK130&AL130,$C$2:$V$2,0)))","v":1554.3000000000002}]
[null,null,null,null,null,null,null,null,null,null,null,null,null,null,null,null,null,null,null,null,null,null,null,null,null,null,"Конвектор внутрипольный Royal Thermo ATRIUM-110/300/2600-DG-U-NA","НС-1477328","RT-A-110/300/2600-DG-U-NA",3,5,9,13,18,21,23,110,300,2600,"DG","U","NA",{"$f":"IF((IFERROR(IF(VLOOKUP(AK131,X:Y,2,0)=TRUE,1,0),0)+IFERROR(IF(VLOOKUP(AL131,X:Y,2,0)=TRUE,1,0),0)+IFERROR(IF(VLOOKUP(AN131,X:Y,2,0)=TRUE,1,0),0)+IFERROR(IF(VLOOKUP(AO131,X:Y,2,0)=TRUE,1,0),0)+IFERROR(IF(VLOOKUP(AP131,X:Y,2,0)=TRUE,1,0),0)+IF(AND(AM131>=Калькулятор!$C$14,AM131<=Калькулятор!$E$14),1,0)+IF(OR(AND(AS131>=Калькулятор!$C$11,AS131<=IF(ISBLANK(Калькулятор!$E$11),100000,Калькулятор!$E$11)),Калькулятор!$C$11&Калькулятор!$E$11=\"\"),1,0))=7,1,0)","v":1},{"$f":"SUM(AQ$2:AQ131)","v":130},{"$f":"IF(Калькулятор!$F$8<>70,ROUND(INDEX($C$6:$V$17,MATCH(AM131,$B$6:$B$17,0),MATCH(AK131&AL131,$C$2:$V$2,0))*(Калькулятор!$F$8/70)^справочно!$Y$2,0),ROUND(INDEX($C$6:$V$17,MATCH(AM131,$B$6:$B$17,0),MATCH(AK131&AL131,$C$2:$V$2,0)),0))","v":1690},"ЗО",{"$f":"3.6*AV131/(4.19*(Калькулятор!$C$8-Калькулятор!$D$8))","v":145.16849642004772},{"$f":"IF(Калькулятор!$F$8<>70,INDEX($C$6:$V$17,MATCH(AM131,$B$6:$B$17,0),MATCH(AK131&AL131,$C$2:$V$2,0))*(Калькулятор!$F$8/70)^справочно!$Y$2,INDEX($C$6:$V$17,MATCH(AM131,$B$6:$B$17,0),MATCH(AK131&AL131,$C$2:$V$2,0)))","v":1689.6000000000001}]
[null,null,null,null,null,null,null,null,null,null,null,null,null,null,null,null,null,null,null,null,null,null,null,null,null,null,"Конвектор внутрипольный Royal Thermo ATRIUM-110/300/2800-DG-U-NA","НС-1477331","RT-A-110/300/2800-DG-U-NA",3,5,9,13,18,21,23,110,300,2800,"DG","U","NA",{"$f":"IF((IFERROR(IF(VLOOKUP(AK132,X:Y,2,0)=TRUE,1,0),0)+IFERROR(IF(VLOOKUP(AL132,X:Y,2,0)=TRUE,1,0),0)+IFERROR(IF(VLOOKUP(AN132,X:Y,2,0)=TRUE,1,0),0)+IFERROR(IF(VLOOKUP(AO132,X:Y,2,0)=TRUE,1,0),0)+IFERROR(IF(VLOOKUP(AP132,X:Y,2,0)=TRUE,1,0),0)+IF(AND(AM132>=Калькулятор!$C$14,AM132<=Калькулятор!$E$14),1,0)+IF(OR(AND(AS132>=Калькулятор!$C$11,AS132<=IF(ISBLANK(Калькулятор!$E$11),100000,Калькулятор!$E$11)),Калькулятор!$C$11&Калькулятор!$E$11=\"\"),1,0))=7,1,0)","v":1},{"$f":"SUM(AQ$2:AQ132)","v":131},{"$f":"IF(Калькулятор!$F$8<>70,ROUND(INDEX($C$6:$V$17,MATCH(AM132,$B$6:$B$17,0),MATCH(AK132&AL132,$C$2:$V$2,0))*(Калькулятор!$F$8/70)^справочно!$Y$2,0),ROUND(INDEX($C$6:$V$17,MATCH(AM132,$B$6:$B$17,0),MATCH(AK132&AL132,$C$2:$V$2,0)),0))","v":1825},"ЗО",{"$f":"3.6*AV132/(4.19*(Калькулятор!$C$8-Калькулятор!$D$8))","v":156.79331742243434},{"$f":"IF(Калькулятор!$F$8<>70,INDEX($C$6:$V$17,MATCH(AM132,$B$6:$B$17,0),MATCH(AK132&AL132,$C$2:$V$2,0))*(Калькулятор!$F$8/70)^справочно!$Y$2,INDEX($C$6:$V$17,MATCH(AM132,$B$6:$B$17,0),MATCH(AK132&AL132,$C$2:$V$2,0)))","v":1824.9}]
[null,null,null,null,null,null,null,null,null,null,null,null,null,null,null,null,null,null,null,null,null,null,null,null,null,null,"Конвектор внутрипольный Royal Thermo ATRIUM-110/300/3000-DG-U-NA","НС-1477334","RT-A-110/300/3000-DG-U-NA",3,5,9,13,18,21,23,110,300,3000,"DG","U","NA",{"$f":"IF((IFERROR(IF(VLOOKUP(AK133,X:Y,2,0)=TRUE,1,0),0)+IFERROR(IF(VLOOKUP(AL133,X:Y,2,0)=TRUE,1,0),0)+IFERROR(IF(VLOOKUP(AN133,X:Y,2,0)=TRUE,1,0),0)+IFERROR(IF(VLOOKUP(AO133,X:Y,2,0)=TRUE,1,0),0)+IFERROR(IF(VLOOKUP(AP133,X:Y,2,0)=TRUE,1,0),0)+IF(AND(AM133>=Калькулятор!$C$14,AM133<=Калькулятор!$E$14),1,0)+IF(OR(AND(AS133>=Калькулятор!$C$11,AS133<=IF(ISBLANK(Калькулятор!$E$11),100000,Калькулятор!$E$11)),Калькулятор!$C$11&Калькулятор!$E$11=\"\"),1,0))=7,1,0)","v":1},{"$f":"SUM(AQ$2:AQ133)","v":132},{"$f":"IF(Калькулятор!$F$8<>70,ROUND(INDEX($C$6:$V$17,MATCH(AM133,$B$6:$B$17,0),MATCH(AK133&AL133,$C$2:$V$2,0))*(Калькулятор!$F$8/70)^справочно!$Y$2,0),ROUND(INDEX($C$6:$V$17,MATCH(AM133,$B$6:$B$17,0),MATCH(AK133&AL133,$C$2:$V$2,0)),0))","v":1961},"ЗО",{"$f":"3.6*AV133/(4.19*(Калькулятор!$C$8-Калькулятор!$D$8))","v":168.51264916467781},{"$f":"IF(Калькулятор!$F$8<>70,INDEX($C$6:$V$17,MATCH(AM133,$B$6:$B$17,0),MATCH(AK133&AL133,$C$2:$V$2,0))*(Калькулятор!$F$8/70)^справочно!$Y$2,INDEX($C$6:$V$17,MATCH(AM133,$B$6:$B$17,0),MATCH(AK133&AL133,$C$2:$V$2,0)))","v":1961.3000000000002}]
[null,null,null,null,null,null,null,null,null,null,null,null,null,null,null,null,null,null,null,null,null,null,null,null,null,null,"Конвектор внутрипольный Royal Thermo ATRIUM-110/400/800-DG-U-NA","НС-1477371","RT-A-110/400/800-DG-U-NA",3,5,9,13,17,20,22,110,400,800,"DG","U","NA",{"$f":"IF((IFERROR(IF(VLOOKUP(AK134,X:Y,2,0)=TRUE,1,0),0)+IFERROR(IF(VLOOKUP(AL134,X:Y,2,0)=TRUE,1,0),0)+IFERROR(IF(VLOOKUP(AN134,X:Y,2,0)=TRUE,1,0),0)+IFERROR(IF(VLOOKUP(AO134,X:Y,2,0)=TRUE,1,0),0)+IFERROR(IF(VLOOKUP(AP134,X:Y,2,0)=TRUE,1,0),0)+IF(AND(AM134>=Калькулятор!$C$14,AM134<=Калькулятор!$E$14),1,0)+IF(OR(AND(AS134>=Калькулятор!$C$11,AS134<=IF(ISBLANK(Калькулятор!$E$11),100000,Калькулятор!$E$11)),Калькулятор!$C$11&Калькулятор!$E$11=\"\"),1,0))=7,1,0)","v":1},{"$f":"SUM(AQ$2:AQ134)","v":133},{"$f":"IF(Калькулятор!$F$8<>70,ROUND(INDEX($C$6:$V$17,MATCH(AM134,$B$6:$B$17,0),MATCH(AK134&AL134,$C$2:$V$2,0))*(Калькулятор!$F$8/70)^справочно!$Y$2,0),ROUND(INDEX($C$6:$V$17,MATCH(AM134,$B$6:$B$17,0),MATCH(AK134&AL134,$C$2:$V$2,0)),0))","v":659},"ЗО",{"$f":"3.6*AV134/(4.19*(Калькулятор!$C$8-Калькулятор!$D$8))","v":56.611933174224347},{"$f":"IF(Калькулятор!$F$8<>70,INDEX($C$6:$V$17,MATCH(AM134,$B$6:$B$17,0),MATCH(AK134&AL134,$C$2:$V$2,0))*(Калькулятор!$F$8/70)^справочно!$Y$2,INDEX($C$6:$V$17,MATCH(AM134,$B$6:$B$17,0),MATCH(AK134&AL134,$C$2:$V$2,0)))","v":658.90000000000009}]
[null,null,null,null,null,null,null,null,null,null,null,null,null,null,null,null,null,null,null,null,null,null,null,null,null,null,"Конвектор внутрипольный Royal Thermo ATRIUM-110/400/1000-DG-U-NA","НС-1477343","RT-A-110/400/1000-DG-U-NA",3,5,9,13,18,21,23,110,400,1000,"DG","U","NA",{"$f":"IF((IFERROR(IF(VLOOKUP(AK135,X:Y,2,0)=TRUE,1,0),0)+IFERROR(IF(VLOOKUP(AL135,X:Y,2,0)=TRUE,1,0),0)+IFERROR(IF(VLOOKUP(AN135,X:Y,2,0)=TRUE,1,0),0)+IFERROR(IF(VLOOKUP(AO135,X:Y,2,0)=TRUE,1,0),0)+IFERROR(IF(VLOOKUP(AP135,X:Y,2,0)=TRUE,1,0),0)+IF(AND(AM135>=Калькулятор!$C$14,AM135<=Калькулятор!$E$14),1,0)+IF(OR(AND(AS135>=Калькулятор!$C$11,AS135<=IF(ISBLANK(Калькулятор!$E$11),100000,Калькулятор!$E$11)),Калькулятор!$C$11&Калькулятор!$E$11=\"\"),1,0))=7,1,0)","v":1},{"$f":"SUM(AQ$2:AQ135)","v":134},{"$f":"IF(Калькулятор!$F$8<>70,ROUND(INDEX($C$6:$V$17,MATCH(AM135,$B$6:$B$17,0),MATCH(AK135&AL135,$C$2:$V$2,0))*(Калькулятор!$F$8/70)^справочно!$Y$2,0),ROUND(INDEX($C$6:$V$17,MATCH(AM135,$B$6:$B$17,0),MATCH(AK135&AL135,$C$2:$V$2,0)),0))","v":857},"ЗО",{"$f":"3.6*AV135/(4.19*(Калькулятор!$C$8-Калькулятор!$D$8))","v":73.623866348448686},{"$f":"IF(Калькулятор!$F$8<>70,INDEX($C$6:$V$17,MATCH(AM135,$B$6:$B$17,0),MATCH(AK135&AL135,$C$2:$V$2,0))*(Калькулятор!$F$8/70)^справочно!$Y$2,INDEX($C$6:$V$17,MATCH(AM135,$B$6:$B$17,0),MATCH(AK135&AL135,$C$2:$V$2,0)))","v":856.90000000000009}]
[null,null,null,null,null,null,null,null,null,null,null,null,null,null,null,null,null,null,null,null,null,null,null,null,null,null,"Конвектор внутрипольный Royal Thermo ATRIUM-110/400/1200-DG-U-NA","НС-1477346","RT-A-110/400/1200-DG-U-NA",3,5,9,13,18,21,23,110,400,1200,"DG","U","NA",{"$f":"IF((IFERROR(IF(VLOOKUP(AK136,X:Y,2,0)=TRUE,1,0),0)+IFERROR(IF(VLOOKUP(AL136,X:Y,2,0)=TRUE,1,0),0)+IFERROR(IF(VLOOKUP(AN136,X:Y,2,0)=TRUE,1,0),0)+IFERROR(IF(VLOOKUP(AO136,X:Y,2,0)=TRUE,1,0),0)+IFERROR(IF(VLOOKUP(AP136,X:Y,2,0)=TRUE,1,0),0)+IF(AND(AM136>=Калькулятор!$C$14,AM136<=Калькулятор!$E$14),1,0)+IF(OR(AND(AS136>=Калькулятор!$C$11,AS136<=IF(ISBLANK(Калькулятор!$E$11),100000,Калькулятор!$E$11)),Калькулятор!$C$11&Калькулятор!$E$11=\"\"),1,0))=7,1,0)","v":1},{"$f":"SUM(AQ$2:AQ136)","v":135},{"$f":"IF(Калькулятор!$F$8<>70,ROUND(INDEX($C$6:$V$17,MATCH(AM136,$B$6:$B$17,0),MATCH(AK136&AL136,$C$2:$V$2,0))*(Калькулятор!$F$8/70)^справочно!$Y$2,0),ROUND(INDEX($C$6:$V$17,MATCH(AM136,$B$6:$B$17,0),MATCH(AK136&AL136,$C$2:$V$2,0)),0))","v":1054},"ЗО",{"$f":"3.6*AV136/(4.19*(Калькулятор!$C$8-Калькулятор!$D$8))","v":90.541288782816238},{"$f":"IF(Калькулятор!$F$8<>70,INDEX($C$6:$V$17,MATCH(AM136,$B$6:$B$17,0),MATCH(AK136&AL136,$C$2:$V$2,0))*(Калькулятор!$F$8/70)^справочно!$Y$2,INDEX($C$6:$V$17,MATCH(AM136,$B$6:$B$17,0),MATCH(AK136&AL136,$C$2:$V$2,0)))","v":1053.8000000000002}]
[null,null,null,null,null,null,null,null,null,null,null,null,null,null,null,null,null,null,null,null,null,null,null,null,null,null,"Конвектор внутрипольный Royal Thermo ATRIUM-110/400/1400-DG-U-NA","НС-1477349","RT-A-110/400/1400-DG-U-NA",3,5,9,13,18,21,23,110,400,1400,"DG","U","NA",{"$f":"IF((IFERROR(IF(VLOOKUP(AK137,X:Y,2,0)=TRUE,1,0),0)+IFERROR(IF(VLOOKUP(AL137,X:Y,2,0)=TRUE,1,0),0)+IFERROR(IF(VLOOKUP(AN137,X:Y,2,0)=TRUE,1,0),0)+IFERROR(IF(VLOOKUP(AO137,X:Y,2,0)=TRUE,1,0),0)+IFERROR(IF(VLOOKUP(AP137,X:Y,2,0)=TRUE,1,0),0)+IF(AND(AM137>=Калькулятор!$C$14,AM137<=Калькулятор!$E$14),1,0)+IF(OR(AND(AS137>=Калькулятор!$C$11,AS137<=IF(ISBLANK(Калькулятор!$E$11),100000,Калькулятор!$E$11)),Калькулятор!$C$11&Калькулятор!$E$11=\"\"),1,0))=7,1,0)","v":1},{"$f":"SUM(AQ$2:AQ137)","v":136},{"$f":"IF(Калькулятор!$F$8<>70,ROUND(INDEX($C$6:$V$17,MATCH(AM137,$B$6:$B$17,0),MATCH(AK137&AL137,$C$2:$V$2,0))*(Калькулятор!$F$8/70)^справочно!$Y$2,0),ROUND(INDEX($C$6:$V$17,MATCH(AM137,$B$6:$B$17,0),MATCH(AK137&AL137,$C$2:$V$2,0)),0))","v":1251},"ЗО",{"$f":"3.6*AV137/(4.19*(Калькулятор!$C$8-Калькулятор!$D$8))","v":107.45871121718376},{"$f":"IF(Калькулятор!$F$8<>70,INDEX($C$6:$V$17,MATCH(AM137,$B$6:$B$17,0),MATCH(AK137&AL137,$C$2:$V$2,0))*(Калькулятор!$F$8/70)^справочно!$Y$2,INDEX($C$6:$V$17,MATCH(AM137,$B$6:$B$17,0),MATCH(AK137&AL137,$C$2:$V$2,0)))","v":1250.7}]
[null,null,null,null,null,null,null,null,null,null,null,null,null,null,null,null,null,null,null,null,null,null,null,null,null,null,"Конвектор внутрипольный Royal Thermo ATRIUM-110/400/1600-DG-U-NA","НС-1477352","RT-A-110/400/1600-DG-U-NA",3,5,9,13,18,21,23,110,400,1600,"DG","U","NA",{"$f":"IF((IFERROR(IF(VLOOKUP(AK138,X:Y,2,0)=TRUE,1,0),0)+IFERROR(IF(VLOOKUP(AL138,X:Y,2,0)=TRUE,1,0),0)+IFERROR(IF(VLOOKUP(AN138,X:Y,2,0)=TRUE,1,0),0)+IFERROR(IF(VLOOKUP(AO138,X:Y,2,0)=TRUE,1,0),0)+IFERROR(IF(VLOOKUP(AP138,X:Y,2,0)=TRUE,1,0),0)+IF(AND(AM138>=Калькулятор!$C$14,AM138<=Калькулятор!$E$14),1,0)+IF(OR(AND(AS138>=Калькулятор!$C$11,AS138<=IF(ISBLANK(Калькулятор!$E$11),100000,Калькулятор!$E$11)),Калькулятор!$C$11&Калькулятор!$E$11=\"\"),1,0))=7,1,0)","v":1},{"$f":"SUM(AQ$2:AQ138)","v":137},{"$f":"IF(Калькулятор!$F$8<>70,ROUND(INDEX($C$6:$V$17,MATCH(AM138,$B$6:$B$17,0),MATCH(AK138&AL138,$C$2:$V$2,0))*(Калькулятор!$F$8/70)^справочно!$Y$2,0),ROUND(INDEX($C$6:$V$17,MATCH(AM138,$B$6:$B$17,0),MATCH(AK138&AL138,$C$2:$V$2,0)),0))","v":1449},"ЗО",{"$f":"3.6*AV138/(4.19*(Калькулятор!$C$8-Калькулятор!$D$8))","v":124.47064439140811},{"$f":"IF(Калькулятор!$F$8<>70,INDEX($C$6:$V$17,MATCH(AM138,$B$6:$B$17,0),MATCH(AK138&AL138,$C$2:$V$2,0))*(Калькулятор!$F$8/70)^справочно!$Y$2,INDEX($C$6:$V$17,MATCH(AM138,$B$6:$B$17,0),MATCH(AK138&AL138,$C$2:$V$2,0)))","v":1448.7}]
[null,null,null,null,null,null,null,null,null,null,null,null,null,null,null,null,null,null,null,null,null,null,null,null,null,null,"Конвектор внутрипольный Royal Thermo ATRIUM-110/400/1800-DG-U-NA","НС-1477355","RT-A-110/400/1800-DG-U-NA",3,5,9,13,18,21,23,110,400,1800,"DG","U","NA",{"$f":"IF((IFERROR(IF(VLOOKUP(AK139,X:Y,2,0)=TRUE,1,0),0)+IFERROR(IF(VLOOKUP(AL139,X:Y,2,0)=TRUE,1,0),0)+IFERROR(IF(VLOOKUP(AN139,X:Y,2,0)=TRUE,1,0),0)+IFERROR(IF(VLOOKUP(AO139,X:Y,2,0)=TRUE,1,0),0)+IFERROR(IF(VLOOKUP(AP139,X:Y,2,0)=TRUE,1,0),0)+IF(AND(AM139>=Калькулятор!$C$14,AM139<=Калькулятор!$E$14),1,0)+IF(OR(AND(AS139>=Калькулятор!$C$11,AS139<=IF(ISBLANK(Калькулятор!$E$11),100000,Калькулятор!$E$11)),Калькулятор!$C$11&Калькулятор!$E$11=\"\"),1,0))=7,1,0)","v":1},{"$f":"SUM(AQ$2:AQ139)","v":138},{"$f":"IF(Калькулятор!$F$8<>70,ROUND(INDEX($C$6:$V$17,MATCH(AM139,$B$6:$B$17,0),MATCH(AK139&AL139,$C$2:$V$2,0))*(Калькулятор!$F$8/70)^справочно!$Y$2,0),ROUND(INDEX($C$6:$V$17,MATCH(AM139,$B$6:$B$17,0),MATCH(AK139&AL139,$C$2:$V$2,0)),0))","v":1647},"ЗО",{"$f":"3.6*AV139/(4.19*(Калькулятор!$C$8-Калькулятор!$D$8))","v":141.48257756563243},{"$f":"IF(Калькулятор!$F$8<>70,INDEX($C$6:$V$17,MATCH(AM139,$B$6:$B$17,0),MATCH(AK139&AL139,$C$2:$V$2,0))*(Калькулятор!$F$8/70)^справочно!$Y$2,INDEX($C$6:$V$17,MATCH(AM139,$B$6:$B$17,0),MATCH(AK139&AL139,$C$2:$V$2,0)))","v":1646.7}]
[null,null,null,null,null,null,null,null,null,null,null,null,null,null,null,null,null,null,null,null,null,null,null,null,null,null,"Конвектор внутрипольный Royal Thermo ATRIUM-110/400/2000-DG-U-NA","НС-1477375","RT-A-110/400/2000-DG-U-NA",3,5,9,13,18,21,23,110,400,2000,"DG","U","NA",{"$f":"IF((IFERROR(IF(VLOOKUP(AK140,X:Y,2,0)=TRUE,1,0),0)+IFERROR(IF(VLOOKUP(AL140,X:Y,2,0)=TRUE,1,0),0)+IFERROR(IF(VLOOKUP(AN140,X:Y,2,0)=TRUE,1,0),0)+IFERROR(IF(VLOOKUP(AO140,X:Y,2,0)=TRUE,1,0),0)+IFERROR(IF(VLOOKUP(AP140,X:Y,2,0)=TRUE,1,0),0)+IF(AND(AM140>=Калькулятор!$C$14,AM140<=Калькулятор!$E$14),1,0)+IF(OR(AND(AS140>=Калькулятор!$C$11,AS140<=IF(ISBLANK(Калькулятор!$E$11),100000,Калькулятор!$E$11)),Калькулятор!$C$11&Калькулятор!$E$11=\"\"),1,0))=7,1,0)","v":1},{"$f":"SUM(AQ$2:AQ140)","v":139},{"$f":"IF(Калькулятор!$F$8<>70,ROUND(INDEX($C$6:$V$17,MATCH(AM140,$B$6:$B$17,0),MATCH(AK140&AL140,$C$2:$V$2,0))*(Калькулятор!$F$8/70)^справочно!$Y$2,0),ROUND(INDEX($C$6:$V$17,MATCH(AM140,$B$6:$B$17,0),MATCH(AK140&AL140,$C$2:$V$2,0)),0))","v":1845},"ЗО",{"$f":"3.6*AV140/(4.19*(Калькулятор!$C$8-Калькулятор!$D$8))","v":158.49451073985679},{"$f":"IF(Калькулятор!$F$8<>70,INDEX($C$6:$V$17,MATCH(AM140,$B$6:$B$17,0),MATCH(AK140&AL140,$C$2:$V$2,0))*(Калькулятор!$F$8/70)^справочно!$Y$2,INDEX($C$6:$V$17,MATCH(AM140,$B$6:$B$17,0),MATCH(AK140&AL140,$C$2:$V$2,0)))","v":1844.7}]
[null,null,null,null,null,null,null,null,null,null,null,null,null,null,null,null,null,null,null,null,null,null,null,null,null,null,"Конвектор внутрипольный Royal Thermo ATRIUM-110/400/2200-DG-U-NA","НС-1477376","RT-A-110/400/2200-DG-U-NA",3,5,9,13,18,21,23,110,400,2200,"DG","U","NA",{"$f":"IF((IFERROR(IF(VLOOKUP(AK141,X:Y,2,0)=TRUE,1,0),0)+IFERROR(IF(VLOOKUP(AL141,X:Y,2,0)=TRUE,1,0),0)+IFERROR(IF(VLOOKUP(AN141,X:Y,2,0)=TRUE,1,0),0)+IFERROR(IF(VLOOKUP(AO141,X:Y,2,0)=TRUE,1,0),0)+IFERROR(IF(VLOOKUP(AP141,X:Y,2,0)=TRUE,1,0),0)+IF(AND(AM141>=Калькулятор!$C$14,AM141<=Калькулятор!$E$14),1,0)+IF(OR(AND(AS141>=Калькулятор!$C$11,AS141<=IF(ISBLANK(Калькулятор!$E$11),100000,Калькулятор!$E$11)),Калькулятор!$C$11&Калькулятор!$E$11=\"\"),1,0))=7,1,0)","v":1},{"$f":"SUM(AQ$2:AQ141)","v":140},{"$f":"IF(Калькулятор!$F$8<>70,ROUND(INDEX($C$6:$V$17,MATCH(AM141,$B$6:$B$17,0),MATCH(AK141&AL141,$C$2:$V$2,0))*(Калькулятор!$F$8/70)^справочно!$Y$2,0),ROUND(INDEX($C$6:$V$17,MATCH(AM141,$B$6:$B$17,0),MATCH(AK141&AL141,$C$2:$V$2,0)),0))","v":2042},"ЗО",{"$f":"3.6*AV141/(4.19*(Калькулятор!$C$8-Калькулятор!$D$8))","v":175.41193317422432},{"$f":"IF(Калькулятор!$F$8<>70,INDEX($C$6:$V$17,MATCH(AM141,$B$6:$B$17,0),MATCH(AK141&AL141,$C$2:$V$2,0))*(Калькулятор!$F$8/70)^справочно!$Y$2,INDEX($C$6:$V$17,MATCH(AM141,$B$6:$B$17,0),MATCH(AK141&AL141,$C$2:$V$2,0)))","v":2041.6000000000001}]
[null,null,null,null,null,null,null,null,null,null,null,null,null,null,null,null,null,null,null,null,null,null,null,null,null,null,"Конвектор внутрипольный Royal Thermo ATRIUM-110/400/2400-DG-U-NA","НС-1477377","RT-A-110/400/2400-DG-U-NA",3,5,9,13,18,21,23,110,400,2400,"DG","U","NA",{"$f":"IF((IFERROR(IF(VLOOKUP(AK142,X:Y,2,0)=TRUE,1,0),0)+IFERROR(IF(VLOOKUP(AL142,X:Y,2,0)=TRUE,1,0),0)+IFERROR(IF(VLOOKUP(AN142,X:Y,2,0)=TRUE,1,0),0)+IFERROR(IF(VLOOKUP(AO142,X:Y,2,0)=TRUE,1,0),0)+IFERROR(IF(VLOOKUP(AP142,X:Y,2,0)=TRUE,1,0),0)+IF(AND(AM142>=Калькулятор!$C$14,AM142<=Калькулятор!$E$14),1,0)+IF(OR(AND(AS142>=Калькулятор!$C$11,AS142<=IF(ISBLANK(Калькулятор!$E$11),100000,Калькулятор!$E$11)),Калькулятор!$C$11&Калькулятор!$E$11=\"\"),1,0))=7,1,0)","v":1},{"$f":"SUM(AQ$2:AQ142)","v":141},{"$f":"IF(Калькулятор!$F$8<>70,ROUND(INDEX($C$6:$V$17,MATCH(AM142,$B$6:$B$17,0),MATCH(AK142&AL142,$C$2:$V$2,0))*(Калькулятор!$F$8/70)^справочно!$Y$2,0),ROUND(INDEX($C$6:$V$17,MATCH(AM142,$B$6:$B$17,0),MATCH(AK142&AL142,$C$2:$V$2,0)),0))","v":2239},"ЗО",{"$f":"3.6*AV142/(4.19*(Калькулятор!$C$8-Калькулятор!$D$8))","v":192.32935560859187},{"$f":"IF(Калькулятор!$F$8<>70,INDEX($C$6:$V$17,MATCH(AM142,$B$6:$B$17,0),MATCH(AK142&AL142,$C$2:$V$2,0))*(Калькулятор!$F$8/70)^справочно!$Y$2,INDEX($C$6:$V$17,MATCH(AM142,$B$6:$B$17,0),MATCH(AK142&AL142,$C$2:$V$2,0)))","v":2238.5}]
[null,null,null,null,null,null,null,null,null,null,null,null,null,null,null,null,null,null,null,null,null,null,null,null,null,null,"Конвектор внутрипольный Royal Thermo ATRIUM-110/400/2600-DG-U-NA","НС-1477378","RT-A-110/400/2600-DG-U-NA",3,5,9,13,18,21,23,110,400,2600,"DG","U","NA",{"$f":"IF((IFERROR(IF(VLOOKUP(AK143,X:Y,2,0)=TRUE,1,0),0)+IFERROR(IF(VLOOKUP(AL143,X:Y,2,0)=TRUE,1,0),0)+IFERROR(IF(VLOOKUP(AN143,X:Y,2,0)=TRUE,1,0),0)+IFERROR(IF(VLOOKUP(AO143,X:Y,2,0)=TRUE,1,0),0)+IFERROR(IF(VLOOKUP(AP143,X:Y,2,0)=TRUE,1,0),0)+IF(AND(AM143>=Калькулятор!$C$14,AM143<=Калькулятор!$E$14),1,0)+IF(OR(AND(AS143>=Калькулятор!$C$11,AS143<=IF(ISBLANK(Калькулятор!$E$11),100000,Калькулятор!$E$11)),Калькулятор!$C$11&Калькулятор!$E$11=\"\"),1,0))=7,1,0)","v":1},{"$f":"SUM(AQ$2:AQ143)","v":142},{"$f":"IF(Калькулятор!$F$8<>70,ROUND(INDEX($C$6:$V$17,MATCH(AM143,$B$6:$B$17,0),MATCH(AK143&AL143,$C$2:$V$2,0))*(Калькулятор!$F$8/70)^справочно!$Y$2,0),ROUND(INDEX($C$6:$V$17,MATCH(AM143,$B$6:$B$17,0),MATCH(AK143&AL143,$C$2:$V$2,0)),0))","v":2437},"ЗО",{"$f":"3.6*AV143/(4.19*(Калькулятор!$C$8-Калькулятор!$D$8))","v":209.34128878281618},{"$f":"IF(Калькулятор!$F$8<>70,INDEX($C$6:$V$17,MATCH(AM143,$B$6:$B$17,0),MATCH(AK143&AL143,$C$2:$V$2,0))*(Калькулятор!$F$8/70)^справочно!$Y$2,INDEX($C$6:$V$17,MATCH(AM143,$B$6:$B$17,0),MATCH(AK143&AL143,$C$2:$V$2,0)))","v":2436.5}]
[null,null,null,null,null,null,null,null,null,null,null,null,null,null,null,null,null,null,null,null,null,null,null,null,null,null,"Конвектор внутрипольный Royal Thermo ATRIUM-110/400/2800-DG-U-NA","НС-1477379","RT-A-110/400/2800-DG-U-NA",3,5,9,13,18,21,23,110,400,2800,"DG","U","NA",{"$f":"IF((IFERROR(IF(VLOOKUP(AK144,X:Y,2,0)=TRUE,1,0),0)+IFERROR(IF(VLOOKUP(AL144,X:Y,2,0)=TRUE,1,0),0)+IFERROR(IF(VLOOKUP(AN144,X:Y,2,0)=TRUE,1,0),0)+IFERROR(IF(VLOOKUP(AO144,X:Y,2,0)=TRUE,1,0),0)+IFERROR(IF(VLOOKUP(AP144,X:Y,2,0)=TRUE,1,0),0)+IF(AND(AM144>=Калькулятор!$C$14,AM144<=Калькулятор!$E$14),1,0)+IF(OR(AND(AS144>=Калькулятор!$C$11,AS144<=IF(ISBLANK(Калькулятор!$E$11),100000,Калькулятор!$E$11)),Калькулятор!$C$11&Калькулятор!$E$11=\"\"),1,0))=7,1,0)","v":1},{"$f":"SUM(AQ$2:AQ144)","v":143},{"$f":"IF(Калькулятор!$F$8<>70,ROUND(INDEX($C$6:$V$17,MATCH(AM144,$B$6:$B$17,0),MATCH(AK144&AL144,$C$2:$V$2,0))*(Калькулятор!$F$8/70)^справочно!$Y$2,0),ROUND(INDEX($C$6:$V$17,MATCH(AM144,$B$6:$B$17,0),MATCH(AK144&AL144,$C$2:$V$2,0)),0))","v":2635},"ЗО",{"$f":"3.6*AV144/(4.19*(Калькулятор!$C$8-Калькулятор!$D$8))","v":226.35322195704055},{"$f":"IF(Калькулятор!$F$8<>70,INDEX($C$6:$V$17,MATCH(AM144,$B$6:$B$17,0),MATCH(AK144&AL144,$C$2:$V$2,0))*(Калькулятор!$F$8/70)^справочно!$Y$2,INDEX($C$6:$V$17,MATCH(AM144,$B$6:$B$17,0),MATCH(AK144&AL144,$C$2:$V$2,0)))","v":2634.5}]
[null,null,null,null,null,null,null,null,null,null,null,null,null,null,null,null,null,null,null,null,null,null,null,null,null,null,"Конвектор внутрипольный Royal Thermo ATRIUM-110/400/3000-DG-U-NA","НС-1477368","RT-A-110/400/3000-DG-U-NA",3,5,9,13,18,21,23,110,400,3000,"DG","U","NA",{"$f":"IF((IFERROR(IF(VLOOKUP(AK145,X:Y,2,0)=TRUE,1,0),0)+IFERROR(IF(VLOOKUP(AL145,X:Y,2,0)=TRUE,1,0),0)+IFERROR(IF(VLOOKUP(AN145,X:Y,2,0)=TRUE,1,0),0)+IFERROR(IF(VLOOKUP(AO145,X:Y,2,0)=TRUE,1,0),0)+IFERROR(IF(VLOOKUP(AP145,X:Y,2,0)=TRUE,1,0),0)+IF(AND(AM145>=Калькулятор!$C$14,AM145<=Калькулятор!$E$14),1,0)+IF(OR(AND(AS145>=Калькулятор!$C$11,AS145<=IF(ISBLANK(Калькулятор!$E$11),100000,Калькулятор!$E$11)),Калькулятор!$C$11&Калькулятор!$E$11=\"\"),1,0))=7,1,0)","v":1},{"$f":"SUM(AQ$2:AQ145)","v":144},{"$f":"IF(Калькулятор!$F$8<>70,ROUND(INDEX($C$6:$V$17,MATCH(AM145,$B$6:$B$17,0),MATCH(AK145&AL145,$C$2:$V$2,0))*(Калькулятор!$F$8/70)^справочно!$Y$2,0),ROUND(INDEX($C$6:$V$17,MATCH(AM145,$B$6:$B$17,0),MATCH(AK145&AL145,$C$2:$V$2,0)),0))","v":2831},"ЗО",{"$f":"3.6*AV145/(4.19*(Калькулятор!$C$8-Калькулятор!$D$8))","v":243.2706443914081},{"$f":"IF(Калькулятор!$F$8<>70,INDEX($C$6:$V$17,MATCH(AM145,$B$6:$B$17,0),MATCH(AK145&AL145,$C$2:$V$2,0))*(Калькулятор!$F$8/70)^справочно!$Y$2,INDEX($C$6:$V$17,MATCH(AM145,$B$6:$B$17,0),MATCH(AK145&AL145,$C$2:$V$2,0)))","v":2831.4}]
[null,null,null,null,null,null,null,null,null,null,null,null,null,null,null,null,null,null,null,null,null,null,null,null,null,null,"Конвектор внутрипольный Royal Thermo ATRIUM-150/200/800-DG-U-NA","НС-1477415","RT-A-150/200/800-DG-U-NA",3,5,9,13,17,20,22,150,200,800,"DG","U","NA",{"$f":"IF((IFERROR(IF(VLOOKUP(AK146,X:Y,2,0)=TRUE,1,0),0)+IFERROR(IF(VLOOKUP(AL146,X:Y,2,0)=TRUE,1,0),0)+IFERROR(IF(VLOOKUP(AN146,X:Y,2,0)=TRUE,1,0),0)+IFERROR(IF(VLOOKUP(AO146,X:Y,2,0)=TRUE,1,0),0)+IFERROR(IF(VLOOKUP(AP146,X:Y,2,0)=TRUE,1,0),0)+IF(AND(AM146>=Калькулятор!$C$14,AM146<=Калькулятор!$E$14),1,0)+IF(OR(AND(AS146>=Калькулятор!$C$11,AS146<=IF(ISBLANK(Калькулятор!$E$11),100000,Калькулятор!$E$11)),Калькулятор!$C$11&Калькулятор!$E$11=\"\"),1,0))=7,1,0)","v":1},{"$f":"SUM(AQ$2:AQ146)","v":145},{"$f":"IF(Калькулятор!$F$8<>70,ROUND(INDEX($C$6:$V$17,MATCH(AM146,$B$6:$B$17,0),MATCH(AK146&AL146,$C$2:$V$2,0))*(Калькулятор!$F$8/70)^справочно!$Y$2,0),ROUND(INDEX($C$6:$V$17,MATCH(AM146,$B$6:$B$17,0),MATCH(AK146&AL146,$C$2:$V$2,0)),0))","v":392},"ЗО",{"$f":"3.6*AV146/(4.19*(Калькулятор!$C$8-Калькулятор!$D$8))","v":33.64582338902148},{"$f":"IF(Калькулятор!$F$8<>70,INDEX($C$6:$V$17,MATCH(AM146,$B$6:$B$17,0),MATCH(AK146&AL146,$C$2:$V$2,0))*(Калькулятор!$F$8/70)^справочно!$Y$2,INDEX($C$6:$V$17,MATCH(AM146,$B$6:$B$17,0),MATCH(AK146&AL146,$C$2:$V$2,0)))","v":391.6}]
[null,null,null,null,null,null,null,null,null,null,null,null,null,null,null,null,null,null,null,null,null,null,null,null,null,null,"Конвектор внутрипольный Royal Thermo ATRIUM-150/200/1000-DG-U-NA","НС-1477382","RT-A-150/200/1000-DG-U-NA",3,5,9,13,18,21,23,150,200,1000,"DG","U","NA",{"$f":"IF((IFERROR(IF(VLOOKUP(AK147,X:Y,2,0)=TRUE,1,0),0)+IFERROR(IF(VLOOKUP(AL147,X:Y,2,0)=TRUE,1,0),0)+IFERROR(IF(VLOOKUP(AN147,X:Y,2,0)=TRUE,1,0),0)+IFERROR(IF(VLOOKUP(AO147,X:Y,2,0)=TRUE,1,0),0)+IFERROR(IF(VLOOKUP(AP147,X:Y,2,0)=TRUE,1,0),0)+IF(AND(AM147>=Калькулятор!$C$14,AM147<=Калькулятор!$E$14),1,0)+IF(OR(AND(AS147>=Калькулятор!$C$11,AS147<=IF(ISBLANK(Калькулятор!$E$11),100000,Калькулятор!$E$11)),Калькулятор!$C$11&Калькулятор!$E$11=\"\"),1,0))=7,1,0)","v":1},{"$f":"SUM(AQ$2:AQ147)","v":146},{"$f":"IF(Калькулятор!$F$8<>70,ROUND(INDEX($C$6:$V$17,MATCH(AM147,$B$6:$B$17,0),MATCH(AK147&AL147,$C$2:$V$2,0))*(Калькулятор!$F$8/70)^справочно!$Y$2,0),ROUND(INDEX($C$6:$V$17,MATCH(AM147,$B$6:$B$17,0),MATCH(AK147&AL147,$C$2:$V$2,0)),0))","v":536},"ЗО",{"$f":"3.6*AV147/(4.19*(Калькулятор!$C$8-Калькулятор!$D$8))","v":46.026730310262529},{"$f":"IF(Калькулятор!$F$8<>70,INDEX($C$6:$V$17,MATCH(AM147,$B$6:$B$17,0),MATCH(AK147&AL147,$C$2:$V$2,0))*(Калькулятор!$F$8/70)^справочно!$Y$2,INDEX($C$6:$V$17,MATCH(AM147,$B$6:$B$17,0),MATCH(AK147&AL147,$C$2:$V$2,0)))","v":535.70000000000005}]
[null,null,null,null,null,null,null,null,null,null,null,null,null,null,null,null,null,null,null,null,null,null,null,null,null,null,"Конвектор внутрипольный Royal Thermo ATRIUM-150/200/1200-DG-U-NA","НС-1477385","RT-A-150/200/1200-DG-U-NA",3,5,9,13,18,21,23,150,200,1200,"DG","U","NA",{"$f":"IF((IFERROR(IF(VLOOKUP(AK148,X:Y,2,0)=TRUE,1,0),0)+IFERROR(IF(VLOOKUP(AL148,X:Y,2,0)=TRUE,1,0),0)+IFERROR(IF(VLOOKUP(AN148,X:Y,2,0)=TRUE,1,0),0)+IFERROR(IF(VLOOKUP(AO148,X:Y,2,0)=TRUE,1,0),0)+IFERROR(IF(VLOOKUP(AP148,X:Y,2,0)=TRUE,1,0),0)+IF(AND(AM148>=Калькулятор!$C$14,AM148<=Калькулятор!$E$14),1,0)+IF(OR(AND(AS148>=Калькулятор!$C$11,AS148<=IF(ISBLANK(Калькулятор!$E$11),100000,Калькулятор!$E$11)),Калькулятор!$C$11&Калькулятор!$E$11=\"\"),1,0))=7,1,0)","v":1},{"$f":"SUM(AQ$2:AQ148)","v":147},{"$f":"IF(Калькулятор!$F$8<>70,ROUND(INDEX($C$6:$V$17,MATCH(AM148,$B$6:$B$17,0),MATCH(AK148&AL148,$C$2:$V$2,0))*(Калькулятор!$F$8/70)^справочно!$Y$2,0),ROUND(INDEX($C$6:$V$17,MATCH(AM148,$B$6:$B$17,0),MATCH(AK148&AL148,$C$2:$V$2,0)),0))","v":686},"ЗО",{"$f":"3.6*AV148/(4.19*(Калькулятор!$C$8-Калькулятор!$D$8))","v":58.974701670644393},{"$f":"IF(Калькулятор!$F$8<>70,INDEX($C$6:$V$17,MATCH(AM148,$B$6:$B$17,0),MATCH(AK148&AL148,$C$2:$V$2,0))*(Калькулятор!$F$8/70)^справочно!$Y$2,INDEX($C$6:$V$17,MATCH(AM148,$B$6:$B$17,0),MATCH(AK148&AL148,$C$2:$V$2,0)))","v":686.40000000000009}]
[null,null,null,null,null,null,null,null,null,null,null,null,null,null,null,null,null,null,null,null,null,null,null,null,null,null,"Конвектор внутрипольный Royal Thermo ATRIUM-150/200/1400-DG-U-NA","НС-1477388","RT-A-150/200/1400-DG-U-NA",3,5,9,13,18,21,23,150,200,1400,"DG","U","NA",{"$f":"IF((IFERROR(IF(VLOOKUP(AK149,X:Y,2,0)=TRUE,1,0),0)+IFERROR(IF(VLOOKUP(AL149,X:Y,2,0)=TRUE,1,0),0)+IFERROR(IF(VLOOKUP(AN149,X:Y,2,0)=TRUE,1,0),0)+IFERROR(IF(VLOOKUP(AO149,X:Y,2,0)=TRUE,1,0),0)+IFERROR(IF(VLOOKUP(AP149,X:Y,2,0)=TRUE,1,0),0)+IF(AND(AM149>=Калькулятор!$C$14,AM149<=Калькулятор!$E$14),1,0)+IF(OR(AND(AS149>=Калькулятор!$C$11,AS149<=IF(ISBLANK(Калькулятор!$E$11),100000,Калькулятор!$E$11)),Калькулятор!$C$11&Калькулятор!$E$11=\"\"),1,0))=7,1,0)","v":1},{"$f":"SUM(AQ$2:AQ149)","v":148},{"$f":"IF(Калькулятор!$F$8<>70,ROUND(INDEX($C$6:$V$17,MATCH(AM149,$B$6:$B$17,0),MATCH(AK149&AL149,$C$2:$V$2,0))*(Калькулятор!$F$8/70)^справочно!$Y$2,0),ROUND(INDEX($C$6:$V$17,MATCH(AM149,$B$6:$B$17,0),MATCH(AK149&AL149,$C$2:$V$2,0)),0))","v":835},"ЗО",{"$f":"3.6*AV149/(4.19*(Калькулятор!$C$8-Калькулятор!$D$8))","v":71.733651551312647},{"$f":"IF(Калькулятор!$F$8<>70,INDEX($C$6:$V$17,MATCH(AM149,$B$6:$B$17,0),MATCH(AK149&AL149,$C$2:$V$2,0))*(Калькулятор!$F$8/70)^справочно!$Y$2,INDEX($C$6:$V$17,MATCH(AM149,$B$6:$B$17,0),MATCH(AK149&AL149,$C$2:$V$2,0)))","v":834.90000000000009}]
[null,null,null,null,null,null,null,null,null,null,null,null,null,null,null,null,null,null,null,null,null,null,null,null,null,null,"Конвектор внутрипольный Royal Thermo ATRIUM-150/200/1600-DG-U-NA","НС-1477391","RT-A-150/200/1600-DG-U-NA",3,5,9,13,18,21,23,150,200,1600,"DG","U","NA",{"$f":"IF((IFERROR(IF(VLOOKUP(AK150,X:Y,2,0)=TRUE,1,0),0)+IFERROR(IF(VLOOKUP(AL150,X:Y,2,0)=TRUE,1,0),0)+IFERROR(IF(VLOOKUP(AN150,X:Y,2,0)=TRUE,1,0),0)+IFERROR(IF(VLOOKUP(AO150,X:Y,2,0)=TRUE,1,0),0)+IFERROR(IF(VLOOKUP(AP150,X:Y,2,0)=TRUE,1,0),0)+IF(AND(AM150>=Калькулятор!$C$14,AM150<=Калькулятор!$E$14),1,0)+IF(OR(AND(AS150>=Калькулятор!$C$11,AS150<=IF(ISBLANK(Калькулятор!$E$11),100000,Калькулятор!$E$11)),Калькулятор!$C$11&Калькулятор!$E$11=\"\"),1,0))=7,1,0)","v":1},{"$f":"SUM(AQ$2:AQ150)","v":149},{"$f":"IF(Калькулятор!$F$8<>70,ROUND(INDEX($C$6:$V$17,MATCH(AM150,$B$6:$B$17,0),MATCH(AK150&AL150,$C$2:$V$2,0))*(Калькулятор!$F$8/70)^справочно!$Y$2,0),ROUND(INDEX($C$6:$V$17,MATCH(AM150,$B$6:$B$17,0),MATCH(AK150&AL150,$C$2:$V$2,0)),0))","v":982},"ЗО",{"$f":"3.6*AV150/(4.19*(Калькулятор!$C$8-Калькулятор!$D$8))","v":84.3980906921241},{"$f":"IF(Калькулятор!$F$8<>70,INDEX($C$6:$V$17,MATCH(AM150,$B$6:$B$17,0),MATCH(AK150&AL150,$C$2:$V$2,0))*(Калькулятор!$F$8/70)^справочно!$Y$2,INDEX($C$6:$V$17,MATCH(AM150,$B$6:$B$17,0),MATCH(AK150&AL150,$C$2:$V$2,0)))","v":982.30000000000007}]
[null,null,null,null,null,null,null,null,null,null,null,null,null,null,null,null,null,null,null,null,null,null,null,null,null,null,"Конвектор внутрипольный Royal Thermo ATRIUM-150/200/1800-DG-U-NA","НС-1477394","RT-A-150/200/1800-DG-U-NA",3,5,9,13,18,21,23,150,200,1800,"DG","U","NA",{"$f":"IF((IFERROR(IF(VLOOKUP(AK151,X:Y,2,0)=TRUE,1,0),0)+IFERROR(IF(VLOOKUP(AL151,X:Y,2,0)=TRUE,1,0),0)+IFERROR(IF(VLOOKUP(AN151,X:Y,2,0)=TRUE,1,0),0)+IFERROR(IF(VLOOKUP(AO151,X:Y,2,0)=TRUE,1,0),0)+IFERROR(IF(VLOOKUP(AP151,X:Y,2,0)=TRUE,1,0),0)+IF(AND(AM151>=Калькулятор!$C$14,AM151<=Калькулятор!$E$14),1,0)+IF(OR(AND(AS151>=Калькулятор!$C$11,AS151<=IF(ISBLANK(Калькулятор!$E$11),100000,Калькулятор!$E$11)),Калькулятор!$C$11&Калькулятор!$E$11=\"\"),1,0))=7,1,0)","v":1},{"$f":"SUM(AQ$2:AQ151)","v":150},{"$f":"IF(Калькулятор!$F$8<>70,ROUND(INDEX($C$6:$V$17,MATCH(AM151,$B$6:$B$17,0),MATCH(AK151&AL151,$C$2:$V$2,0))*(Калькулятор!$F$8/70)^справочно!$Y$2,0),ROUND(INDEX($C$6:$V$17,MATCH(AM151,$B$6:$B$17,0),MATCH(AK151&AL151,$C$2:$V$2,0)),0))","v":1130},"ЗО",{"$f":"3.6*AV151/(4.19*(Калькулятор!$C$8-Калькулятор!$D$8))","v":97.062529832935553},{"$f":"IF(Калькулятор!$F$8<>70,INDEX($C$6:$V$17,MATCH(AM151,$B$6:$B$17,0),MATCH(AK151&AL151,$C$2:$V$2,0))*(Калькулятор!$F$8/70)^справочно!$Y$2,INDEX($C$6:$V$17,MATCH(AM151,$B$6:$B$17,0),MATCH(AK151&AL151,$C$2:$V$2,0)))","v":1129.7}]
[null,null,null,null,null,null,null,null,null,null,null,null,null,null,null,null,null,null,null,null,null,null,null,null,null,null,"Конвектор внутрипольный Royal Thermo ATRIUM-150/200/2000-DG-U-NA","НС-1477397","RT-A-150/200/2000-DG-U-NA",3,5,9,13,18,21,23,150,200,2000,"DG","U","NA",{"$f":"IF((IFERROR(IF(VLOOKUP(AK152,X:Y,2,0)=TRUE,1,0),0)+IFERROR(IF(VLOOKUP(AL152,X:Y,2,0)=TRUE,1,0),0)+IFERROR(IF(VLOOKUP(AN152,X:Y,2,0)=TRUE,1,0),0)+IFERROR(IF(VLOOKUP(AO152,X:Y,2,0)=TRUE,1,0),0)+IFERROR(IF(VLOOKUP(AP152,X:Y,2,0)=TRUE,1,0),0)+IF(AND(AM152>=Калькулятор!$C$14,AM152<=Калькулятор!$E$14),1,0)+IF(OR(AND(AS152>=Калькулятор!$C$11,AS152<=IF(ISBLANK(Калькулятор!$E$11),100000,Калькулятор!$E$11)),Калькулятор!$C$11&Калькулятор!$E$11=\"\"),1,0))=7,1,0)","v":1},{"$f":"SUM(AQ$2:AQ152)","v":151},{"$f":"IF(Калькулятор!$F$8<>70,ROUND(INDEX($C$6:$V$17,MATCH(AM152,$B$6:$B$17,0),MATCH(AK152&AL152,$C$2:$V$2,0))*(Калькулятор!$F$8/70)^справочно!$Y$2,0),ROUND(INDEX($C$6:$V$17,MATCH(AM152,$B$6:$B$17,0),MATCH(AK152&AL152,$C$2:$V$2,0)),0))","v":1278},"ЗО",{"$f":"3.6*AV152/(4.19*(Калькулятор!$C$8-Калькулятор!$D$8))","v":109.82147971360381},{"$f":"IF(Калькулятор!$F$8<>70,INDEX($C$6:$V$17,MATCH(AM152,$B$6:$B$17,0),MATCH(AK152&AL152,$C$2:$V$2,0))*(Калькулятор!$F$8/70)^справочно!$Y$2,INDEX($C$6:$V$17,MATCH(AM152,$B$6:$B$17,0),MATCH(AK152&AL152,$C$2:$V$2,0)))","v":1278.2}]
[null,null,null,null,null,null,null,null,null,null,null,null,null,null,null,null,null,null,null,null,null,null,null,null,null,null,"Конвектор внутрипольный Royal Thermo ATRIUM-150/200/2200-DG-U-NA","НС-1477400","RT-A-150/200/2200-DG-U-NA",3,5,9,13,18,21,23,150,200,2200,"DG","U","NA",{"$f":"IF((IFERROR(IF(VLOOKUP(AK153,X:Y,2,0)=TRUE,1,0),0)+IFERROR(IF(VLOOKUP(AL153,X:Y,2,0)=TRUE,1,0),0)+IFERROR(IF(VLOOKUP(AN153,X:Y,2,0)=TRUE,1,0),0)+IFERROR(IF(VLOOKUP(AO153,X:Y,2,0)=TRUE,1,0),0)+IFERROR(IF(VLOOKUP(AP153,X:Y,2,0)=TRUE,1,0),0)+IF(AND(AM153>=Калькулятор!$C$14,AM153<=Калькулятор!$E$14),1,0)+IF(OR(AND(AS153>=Калькулятор!$C$11,AS153<=IF(ISBLANK(Калькулятор!$E$11),100000,Калькулятор!$E$11)),Калькулятор!$C$11&Калькулятор!$E$11=\"\"),1,0))=7,1,0)","v":1},{"$f":"SUM(AQ$2:AQ153)","v":152},{"$f":"IF(Калькулятор!$F$8<>70,ROUND(INDEX($C$6:$V$17,MATCH(AM153,$B$6:$B$17,0),MATCH(AK153&AL153,$C$2:$V$2,0))*(Калькулятор!$F$8/70)^справочно!$Y$2,0),ROUND(INDEX($C$6:$V$17,MATCH(AM153,$B$6:$B$17,0),MATCH(AK153&AL153,$C$2:$V$2,0)),0))","v":1426},"ЗО",{"$f":"3.6*AV153/(4.19*(Калькулятор!$C$8-Калькулятор!$D$8))","v":122.48591885441527},{"$f":"IF(Калькулятор!$F$8<>70,INDEX($C$6:$V$17,MATCH(AM153,$B$6:$B$17,0),MATCH(AK153&AL153,$C$2:$V$2,0))*(Калькулятор!$F$8/70)^справочно!$Y$2,INDEX($C$6:$V$17,MATCH(AM153,$B$6:$B$17,0),MATCH(AK153&AL153,$C$2:$V$2,0)))","v":1425.6000000000001}]
[null,null,null,null,null,null,null,null,null,null,null,null,null,null,null,null,null,null,null,null,null,null,null,null,null,null,"Конвектор внутрипольный Royal Thermo ATRIUM-150/200/2400-DG-U-NA","НС-1477403","RT-A-150/200/2400-DG-U-NA",3,5,9,13,18,21,23,150,200,2400,"DG","U","NA",{"$f":"IF((IFERROR(IF(VLOOKUP(AK154,X:Y,2,0)=TRUE,1,0),0)+IFERROR(IF(VLOOKUP(AL154,X:Y,2,0)=TRUE,1,0),0)+IFERROR(IF(VLOOKUP(AN154,X:Y,2,0)=TRUE,1,0),0)+IFERROR(IF(VLOOKUP(AO154,X:Y,2,0)=TRUE,1,0),0)+IFERROR(IF(VLOOKUP(AP154,X:Y,2,0)=TRUE,1,0),0)+IF(AND(AM154>=Калькулятор!$C$14,AM154<=Калькулятор!$E$14),1,0)+IF(OR(AND(AS154>=Калькулятор!$C$11,AS154<=IF(ISBLANK(Калькулятор!$E$11),100000,Калькулятор!$E$11)),Калькулятор!$C$11&Калькулятор!$E$11=\"\"),1,0))=7,1,0)","v":1},{"$f":"SUM(AQ$2:AQ154)","v":153},{"$f":"IF(Калькулятор!$F$8<>70,ROUND(INDEX($C$6:$V$17,MATCH(AM154,$B$6:$B$17,0),MATCH(AK154&AL154,$C$2:$V$2,0))*(Калькулятор!$F$8/70)^справочно!$Y$2,0),ROUND(INDEX($C$6:$V$17,MATCH(AM154,$B$6:$B$17,0),MATCH(AK154&AL154,$C$2:$V$2,0)),0))","v":1573},"ЗО",{"$f":"3.6*AV154/(4.19*(Калькулятор!$C$8-Калькулятор!$D$8))","v":135.15035799522673},{"$f":"IF(Калькулятор!$F$8<>70,INDEX($C$6:$V$17,MATCH(AM154,$B$6:$B$17,0),MATCH(AK154&AL154,$C$2:$V$2,0))*(Калькулятор!$F$8/70)^справочно!$Y$2,INDEX($C$6:$V$17,MATCH(AM154,$B$6:$B$17,0),MATCH(AK154&AL154,$C$2:$V$2,0)))","v":1573.0000000000002}]
[null,null,null,null,null,null,null,null,null,null,null,null,null,null,null,null,null,null,null,null,null,null,null,null,null,null,"Конвектор внутрипольный Royal Thermo ATRIUM-150/200/2600-DG-U-NA","НС-1477406","RT-A-150/200/2600-DG-U-NA",3,5,9,13,18,21,23,150,200,2600,"DG","U","NA",{"$f":"IF((IFERROR(IF(VLOOKUP(AK155,X:Y,2,0)=TRUE,1,0),0)+IFERROR(IF(VLOOKUP(AL155,X:Y,2,0)=TRUE,1,0),0)+IFERROR(IF(VLOOKUP(AN155,X:Y,2,0)=TRUE,1,0),0)+IFERROR(IF(VLOOKUP(AO155,X:Y,2,0)=TRUE,1,0),0)+IFERROR(IF(VLOOKUP(AP155,X:Y,2,0)=TRUE,1,0),0)+IF(AND(AM155>=Калькулятор!$C$14,AM155<=Калькулятор!$E$14),1,0)+IF(OR(AND(AS155>=Калькулятор!$C$11,AS155<=IF(ISBLANK(Калькулятор!$E$11),100000,Калькулятор!$E$11)),Калькулятор!$C$11&Калькулятор!$E$11=\"\"),1,0))=7,1,0)","v":1},{"$f":"SUM(AQ$2:AQ155)","v":154},{"$f":"IF(Калькулятор!$F$8<>70,ROUND(INDEX($C$6:$V$17,MATCH(AM155,$B$6:$B$17,0),MATCH(AK155&AL155,$C$2:$V$2,0))*(Калькулятор!$F$8/70)^справочно!$Y$2,0),ROUND(INDEX($C$6:$V$17,MATCH(AM155,$B$6:$B$17,0),MATCH(AK155&AL155,$C$2:$V$2,0)),0))","v":1720},"ЗО",{"$f":"3.6*AV155/(4.19*(Калькулятор!$C$8-Калькулятор!$D$8))","v":147.81479713603818},{"$f":"IF(Калькулятор!$F$8<>70,INDEX($C$6:$V$17,MATCH(AM155,$B$6:$B$17,0),MATCH(AK155&AL155,$C$2:$V$2,0))*(Калькулятор!$F$8/70)^справочно!$Y$2,INDEX($C$6:$V$17,MATCH(AM155,$B$6:$B$17,0),MATCH(AK155&AL155,$C$2:$V$2,0)))","v":1720.4}]
[null,null,null,null,null,null,null,null,null,null,null,null,null,null,null,null,null,null,null,null,null,null,null,null,null,null,"Конвектор внутрипольный Royal Thermo ATRIUM-150/200/2800-DG-U-NA","НС-1477409","RT-A-150/200/2800-DG-U-NA",3,5,9,13,18,21,23,150,200,2800,"DG","U","NA",{"$f":"IF((IFERROR(IF(VLOOKUP(AK156,X:Y,2,0)=TRUE,1,0),0)+IFERROR(IF(VLOOKUP(AL156,X:Y,2,0)=TRUE,1,0),0)+IFERROR(IF(VLOOKUP(AN156,X:Y,2,0)=TRUE,1,0),0)+IFERROR(IF(VLOOKUP(AO156,X:Y,2,0)=TRUE,1,0),0)+IFERROR(IF(VLOOKUP(AP156,X:Y,2,0)=TRUE,1,0),0)+IF(AND(AM156>=Калькулятор!$C$14,AM156<=Калькулятор!$E$14),1,0)+IF(OR(AND(AS156>=Калькулятор!$C$11,AS156<=IF(ISBLANK(Калькулятор!$E$11),100000,Калькулятор!$E$11)),Калькулятор!$C$11&Калькулятор!$E$11=\"\"),1,0))=7,1,0)","v":1},{"$f":"SUM(AQ$2:AQ156)","v":155},{"$f":"IF(Калькулятор!$F$8<>70,ROUND(INDEX($C$6:$V$17,MATCH(AM156,$B$6:$B$17,0),MATCH(AK156&AL156,$C$2:$V$2,0))*(Калькулятор!$F$8/70)^справочно!$Y$2,0),ROUND(INDEX($C$6:$V$17,MATCH(AM156,$B$6:$B$17,0),MATCH(AK156&AL156,$C$2:$V$2,0)),0))","v":1869},"ЗО",{"$f":"3.6*AV156/(4.19*(Калькулятор!$C$8-Калькулятор!$D$8))","v":160.57374701670645},{"$f":"IF(Калькулятор!$F$8<>70,INDEX($C$6:$V$17,MATCH(AM156,$B$6:$B$17,0),MATCH(AK156&AL156,$C$2:$V$2,0))*(Калькулятор!$F$8/70)^справочно!$Y$2,INDEX($C$6:$V$17,MATCH(AM156,$B$6:$B$17,0),MATCH(AK156&AL156,$C$2:$V$2,0)))","v":1868.9}]
[null,null,null,null,null,null,null,null,null,null,null,null,null,null,null,null,null,null,null,null,null,null,null,null,null,null,"Конвектор внутрипольный Royal Thermo ATRIUM-150/200/3000-DG-U-NA","НС-1477412","RT-A-150/200/3000-DG-U-NA",3,5,9,13,18,21,23,150,200,3000,"DG","U","NA",{"$f":"IF((IFERROR(IF(VLOOKUP(AK157,X:Y,2,0)=TRUE,1,0),0)+IFERROR(IF(VLOOKUP(AL157,X:Y,2,0)=TRUE,1,0),0)+IFERROR(IF(VLOOKUP(AN157,X:Y,2,0)=TRUE,1,0),0)+IFERROR(IF(VLOOKUP(AO157,X:Y,2,0)=TRUE,1,0),0)+IFERROR(IF(VLOOKUP(AP157,X:Y,2,0)=TRUE,1,0),0)+IF(AND(AM157>=Калькулятор!$C$14,AM157<=Калькулятор!$E$14),1,0)+IF(OR(AND(AS157>=Калькулятор!$C$11,AS157<=IF(ISBLANK(Калькулятор!$E$11),100000,Калькулятор!$E$11)),Калькулятор!$C$11&Калькулятор!$E$11=\"\"),1,0))=7,1,0)","v":1},{"$f":"SUM(AQ$2:AQ157)","v":156},{"$f":"IF(Калькулятор!$F$8<>70,ROUND(INDEX($C$6:$V$17,MATCH(AM157,$B$6:$B$17,0),MATCH(AK157&AL157,$C$2:$V$2,0))*(Калькулятор!$F$8/70)^справочно!$Y$2,0),ROUND(INDEX($C$6:$V$17,MATCH(AM157,$B$6:$B$17,0),MATCH(AK157&AL157,$C$2:$V$2,0)),0))","v":2016},"ЗО",{"$f":"3.6*AV157/(4.19*(Калькулятор!$C$8-Калькулятор!$D$8))","v":173.2381861575179},{"$f":"IF(Калькулятор!$F$8<>70,INDEX($C$6:$V$17,MATCH(AM157,$B$6:$B$17,0),MATCH(AK157&AL157,$C$2:$V$2,0))*(Калькулятор!$F$8/70)^справочно!$Y$2,INDEX($C$6:$V$17,MATCH(AM157,$B$6:$B$17,0),MATCH(AK157&AL157,$C$2:$V$2,0)))","v":2016.3000000000002}]
[null,null,null,null,null,null,null,null,null,null,null,null,null,null,null,null,null,null,null,null,null,null,null,null,null,null,"Конвектор внутрипольный Royal Thermo ATRIUM-150/250/800-DG-U-NA","НС-1477452","RT-A-150/250/800-DG-U-NA",3,5,9,13,17,20,22,150,250,800,"DG","U","NA",{"$f":"IF((IFERROR(IF(VLOOKUP(AK158,X:Y,2,0)=TRUE,1,0),0)+IFERROR(IF(VLOOKUP(AL158,X:Y,2,0)=TRUE,1,0),0)+IFERROR(IF(VLOOKUP(AN158,X:Y,2,0)=TRUE,1,0),0)+IFERROR(IF(VLOOKUP(AO158,X:Y,2,0)=TRUE,1,0),0)+IFERROR(IF(VLOOKUP(AP158,X:Y,2,0)=TRUE,1,0),0)+IF(AND(AM158>=Калькулятор!$C$14,AM158<=Калькулятор!$E$14),1,0)+IF(OR(AND(AS158>=Калькулятор!$C$11,AS158<=IF(ISBLANK(Калькулятор!$E$11),100000,Калькулятор!$E$11)),Калькулятор!$C$11&Калькулятор!$E$11=\"\"),1,0))=7,1,0)","v":1},{"$f":"SUM(AQ$2:AQ158)","v":157},{"$f":"IF(Калькулятор!$F$8<>70,ROUND(INDEX($C$6:$V$17,MATCH(AM158,$B$6:$B$17,0),MATCH(AK158&AL158,$C$2:$V$2,0))*(Калькулятор!$F$8/70)^справочно!$Y$2,0),ROUND(INDEX($C$6:$V$17,MATCH(AM158,$B$6:$B$17,0),MATCH(AK158&AL158,$C$2:$V$2,0)),0))","v":503},"ЗО",{"$f":"3.6*AV158/(4.19*(Калькулятор!$C$8-Калькулятор!$D$8))","v":43.19140811455847},{"$f":"IF(Калькулятор!$F$8<>70,INDEX($C$6:$V$17,MATCH(AM158,$B$6:$B$17,0),MATCH(AK158&AL158,$C$2:$V$2,0))*(Калькулятор!$F$8/70)^справочно!$Y$2,INDEX($C$6:$V$17,MATCH(AM158,$B$6:$B$17,0),MATCH(AK158&AL158,$C$2:$V$2,0)))","v":502.70000000000005}]
[null,null,null,null,null,null,null,null,null,null,null,null,null,null,null,null,null,null,null,null,null,null,null,null,null,null,"Конвектор внутрипольный Royal Thermo ATRIUM-150/250/1000-DG-U-NA","НС-1477421","RT-A-150/250/1000-DG-U-NA",3,5,9,13,18,21,23,150,250,1000,"DG","U","NA",{"$f":"IF((IFERROR(IF(VLOOKUP(AK159,X:Y,2,0)=TRUE,1,0),0)+IFERROR(IF(VLOOKUP(AL159,X:Y,2,0)=TRUE,1,0),0)+IFERROR(IF(VLOOKUP(AN159,X:Y,2,0)=TRUE,1,0),0)+IFERROR(IF(VLOOKUP(AO159,X:Y,2,0)=TRUE,1,0),0)+IFERROR(IF(VLOOKUP(AP159,X:Y,2,0)=TRUE,1,0),0)+IF(AND(AM159>=Калькулятор!$C$14,AM159<=Калькулятор!$E$14),1,0)+IF(OR(AND(AS159>=Калькулятор!$C$11,AS159<=IF(ISBLANK(Калькулятор!$E$11),100000,Калькулятор!$E$11)),Калькулятор!$C$11&Калькулятор!$E$11=\"\"),1,0))=7,1,0)","v":1},{"$f":"SUM(AQ$2:AQ159)","v":158},{"$f":"IF(Калькулятор!$F$8<>70,ROUND(INDEX($C$6:$V$17,MATCH(AM159,$B$6:$B$17,0),MATCH(AK159&AL159,$C$2:$V$2,0))*(Калькулятор!$F$8/70)^справочно!$Y$2,0),ROUND(INDEX($C$6:$V$17,MATCH(AM159,$B$6:$B$17,0),MATCH(AK159&AL159,$C$2:$V$2,0)),0))","v":671},"ЗО",{"$f":"3.6*AV159/(4.19*(Калькулятор!$C$8-Калькулятор!$D$8))","v":57.651551312649154},{"$f":"IF(Калькулятор!$F$8<>70,INDEX($C$6:$V$17,MATCH(AM159,$B$6:$B$17,0),MATCH(AK159&AL159,$C$2:$V$2,0))*(Калькулятор!$F$8/70)^справочно!$Y$2,INDEX($C$6:$V$17,MATCH(AM159,$B$6:$B$17,0),MATCH(AK159&AL159,$C$2:$V$2,0)))","v":671}]
[null,null,null,null,null,null,null,null,null,null,null,null,null,null,null,null,null,null,null,null,null,null,null,null,null,null,"Конвектор внутрипольный Royal Thermo ATRIUM-150/250/1200-DG-U-NA","НС-1477424","RT-A-150/250/1200-DG-U-NA",3,5,9,13,18,21,23,150,250,1200,"DG","U","NA",{"$f":"IF((IFERROR(IF(VLOOKUP(AK160,X:Y,2,0)=TRUE,1,0),0)+IFERROR(IF(VLOOKUP(AL160,X:Y,2,0)=TRUE,1,0),0)+IFERROR(IF(VLOOKUP(AN160,X:Y,2,0)=TRUE,1,0),0)+IFERROR(IF(VLOOKUP(AO160,X:Y,2,0)=TRUE,1,0),0)+IFERROR(IF(VLOOKUP(AP160,X:Y,2,0)=TRUE,1,0),0)+IF(AND(AM160>=Калькулятор!$C$14,AM160<=Калькулятор!$E$14),1,0)+IF(OR(AND(AS160>=Калькулятор!$C$11,AS160<=IF(ISBLANK(Калькулятор!$E$11),100000,Калькулятор!$E$11)),Калькулятор!$C$11&Калькулятор!$E$11=\"\"),1,0))=7,1,0)","v":1},{"$f":"SUM(AQ$2:AQ160)","v":159},{"$f":"IF(Калькулятор!$F$8<>70,ROUND(INDEX($C$6:$V$17,MATCH(AM160,$B$6:$B$17,0),MATCH(AK160&AL160,$C$2:$V$2,0))*(Калькулятор!$F$8/70)^справочно!$Y$2,0),ROUND(INDEX($C$6:$V$17,MATCH(AM160,$B$6:$B$17,0),MATCH(AK160&AL160,$C$2:$V$2,0)),0))","v":839},"ЗО",{"$f":"3.6*AV160/(4.19*(Калькулятор!$C$8-Калькулятор!$D$8))","v":72.111694510739852},{"$f":"IF(Калькулятор!$F$8<>70,INDEX($C$6:$V$17,MATCH(AM160,$B$6:$B$17,0),MATCH(AK160&AL160,$C$2:$V$2,0))*(Калькулятор!$F$8/70)^справочно!$Y$2,INDEX($C$6:$V$17,MATCH(AM160,$B$6:$B$17,0),MATCH(AK160&AL160,$C$2:$V$2,0)))","v":839.30000000000007}]
[null,null,null,null,null,null,null,null,null,null,null,null,null,null,null,null,null,null,null,null,null,null,null,null,null,null,"Конвектор внутрипольный Royal Thermo ATRIUM-150/250/1400-DG-U-NA","НС-1477427","RT-A-150/250/1400-DG-U-NA",3,5,9,13,18,21,23,150,250,1400,"DG","U","NA",{"$f":"IF((IFERROR(IF(VLOOKUP(AK161,X:Y,2,0)=TRUE,1,0),0)+IFERROR(IF(VLOOKUP(AL161,X:Y,2,0)=TRUE,1,0),0)+IFERROR(IF(VLOOKUP(AN161,X:Y,2,0)=TRUE,1,0),0)+IFERROR(IF(VLOOKUP(AO161,X:Y,2,0)=TRUE,1,0),0)+IFERROR(IF(VLOOKUP(AP161,X:Y,2,0)=TRUE,1,0),0)+IF(AND(AM161>=Калькулятор!$C$14,AM161<=Калькулятор!$E$14),1,0)+IF(OR(AND(AS161>=Калькулятор!$C$11,AS161<=IF(ISBLANK(Калькулятор!$E$11),100000,Калькулятор!$E$11)),Калькулятор!$C$11&Калькулятор!$E$11=\"\"),1,0))=7,1,0)","v":1},{"$f":"SUM(AQ$2:AQ161)","v":160},{"$f":"IF(Калькулятор!$F$8<>70,ROUND(INDEX($C$6:$V$17,MATCH(AM161,$B$6:$B$17,0),MATCH(AK161&AL161,$C$2:$V$2,0))*(Калькулятор!$F$8/70)^справочно!$Y$2,0),ROUND(INDEX($C$6:$V$17,MATCH(AM161,$B$6:$B$17,0),MATCH(AK161&AL161,$C$2:$V$2,0)),0))","v":1008},"ЗО",{"$f":"3.6*AV161/(4.19*(Калькулятор!$C$8-Калькулятор!$D$8))","v":86.571837708830557},{"$f":"IF(Калькулятор!$F$8<>70,INDEX($C$6:$V$17,MATCH(AM161,$B$6:$B$17,0),MATCH(AK161&AL161,$C$2:$V$2,0))*(Калькулятор!$F$8/70)^справочно!$Y$2,INDEX($C$6:$V$17,MATCH(AM161,$B$6:$B$17,0),MATCH(AK161&AL161,$C$2:$V$2,0)))","v":1007.6000000000001}]
[null,null,null,null,null,null,null,null,null,null,null,null,null,null,null,null,null,null,null,null,null,null,null,null,null,null,"Конвектор внутрипольный Royal Thermo ATRIUM-150/250/1600-DG-U-NA","НС-1477430","RT-A-150/250/1600-DG-U-NA",3,5,9,13,18,21,23,150,250,1600,"DG","U","NA",{"$f":"IF((IFERROR(IF(VLOOKUP(AK162,X:Y,2,0)=TRUE,1,0),0)+IFERROR(IF(VLOOKUP(AL162,X:Y,2,0)=TRUE,1,0),0)+IFERROR(IF(VLOOKUP(AN162,X:Y,2,0)=TRUE,1,0),0)+IFERROR(IF(VLOOKUP(AO162,X:Y,2,0)=TRUE,1,0),0)+IFERROR(IF(VLOOKUP(AP162,X:Y,2,0)=TRUE,1,0),0)+IF(AND(AM162>=Калькулятор!$C$14,AM162<=Калькулятор!$E$14),1,0)+IF(OR(AND(AS162>=Калькулятор!$C$11,AS162<=IF(ISBLANK(Калькулятор!$E$11),100000,Калькулятор!$E$11)),Калькулятор!$C$11&Калькулятор!$E$11=\"\"),1,0))=7,1,0)","v":1},{"$f":"SUM(AQ$2:AQ162)","v":161},{"$f":"IF(Калькулятор!$F$8<>70,ROUND(INDEX($C$6:$V$17,MATCH(AM162,$B$6:$B$17,0),MATCH(AK162&AL162,$C$2:$V$2,0))*(Калькулятор!$F$8/70)^справочно!$Y$2,0),ROUND(INDEX($C$6:$V$17,MATCH(AM162,$B$6:$B$17,0),MATCH(AK162&AL162,$C$2:$V$2,0)),0))","v":1176},"ЗО",{"$f":"3.6*AV162/(4.19*(Калькулятор!$C$8-Калькулятор!$D$8))","v":101.03198090692125},{"$f":"IF(Калькулятор!$F$8<>70,INDEX($C$6:$V$17,MATCH(AM162,$B$6:$B$17,0),MATCH(AK162&AL162,$C$2:$V$2,0))*(Калькулятор!$F$8/70)^справочно!$Y$2,INDEX($C$6:$V$17,MATCH(AM162,$B$6:$B$17,0),MATCH(AK162&AL162,$C$2:$V$2,0)))","v":1175.9000000000001}]
[null,null,null,null,null,null,null,null,null,null,null,null,null,null,null,null,null,null,null,null,null,null,null,null,null,null,"Конвектор внутрипольный Royal Thermo ATRIUM-150/250/1800-DG-U-NA","НС-1477433","RT-A-150/250/1800-DG-U-NA",3,5,9,13,18,21,23,150,250,1800,"DG","U","NA",{"$f":"IF((IFERROR(IF(VLOOKUP(AK163,X:Y,2,0)=TRUE,1,0),0)+IFERROR(IF(VLOOKUP(AL163,X:Y,2,0)=TRUE,1,0),0)+IFERROR(IF(VLOOKUP(AN163,X:Y,2,0)=TRUE,1,0),0)+IFERROR(IF(VLOOKUP(AO163,X:Y,2,0)=TRUE,1,0),0)+IFERROR(IF(VLOOKUP(AP163,X:Y,2,0)=TRUE,1,0),0)+IF(AND(AM163>=Калькулятор!$C$14,AM163<=Калькулятор!$E$14),1,0)+IF(OR(AND(AS163>=Калькулятор!$C$11,AS163<=IF(ISBLANK(Калькулятор!$E$11),100000,Калькулятор!$E$11)),Калькулятор!$C$11&Калькулятор!$E$11=\"\"),1,0))=7,1,0)","v":1},{"$f":"SUM(AQ$2:AQ163)","v":162},{"$f":"IF(Калькулятор!$F$8<>70,ROUND(INDEX($C$6:$V$17,MATCH(AM163,$B$6:$B$17,0),MATCH(AK163&AL163,$C$2:$V$2,0))*(Калькулятор!$F$8/70)^справочно!$Y$2,0),ROUND(INDEX($C$6:$V$17,MATCH(AM163,$B$6:$B$17,0),MATCH(AK163&AL163,$C$2:$V$2,0)),0))","v":1343},"ЗО",{"$f":"3.6*AV163/(4.19*(Калькулятор!$C$8-Калькулятор!$D$8))","v":115.39761336515514},{"$f":"IF(Калькулятор!$F$8<>70,INDEX($C$6:$V$17,MATCH(AM163,$B$6:$B$17,0),MATCH(AK163&AL163,$C$2:$V$2,0))*(Калькулятор!$F$8/70)^справочно!$Y$2,INDEX($C$6:$V$17,MATCH(AM163,$B$6:$B$17,0),MATCH(AK163&AL163,$C$2:$V$2,0)))","v":1343.1000000000001}]
[null,null,null,null,null,null,null,null,null,null,null,null,null,null,null,null,null,null,null,null,null,null,null,null,null,null,"Конвектор внутрипольный Royal Thermo ATRIUM-150/250/2000-DG-U-NA","НС-1477435","RT-A-150/250/2000-DG-U-NA",3,5,9,13,18,21,23,150,250,2000,"DG","U","NA",{"$f":"IF((IFERROR(IF(VLOOKUP(AK164,X:Y,2,0)=TRUE,1,0),0)+IFERROR(IF(VLOOKUP(AL164,X:Y,2,0)=TRUE,1,0),0)+IFERROR(IF(VLOOKUP(AN164,X:Y,2,0)=TRUE,1,0),0)+IFERROR(IF(VLOOKUP(AO164,X:Y,2,0)=TRUE,1,0),0)+IFERROR(IF(VLOOKUP(AP164,X:Y,2,0)=TRUE,1,0),0)+IF(AND(AM164>=Калькулятор!$C$14,AM164<=Калькулятор!$E$14),1,0)+IF(OR(AND(AS164>=Калькулятор!$C$11,AS164<=IF(ISBLANK(Калькулятор!$E$11),100000,Калькулятор!$E$11)),Калькулятор!$C$11&Калькулятор!$E$11=\"\"),1,0))=7,1,0)","v":1},{"$f":"SUM(AQ$2:AQ164)","v":163},{"$f":"IF(Калькулятор!$F$8<>70,ROUND(INDEX($C$6:$V$17,MATCH(AM164,$B$6:$B$17,0),MATCH(AK164&AL164,$C$2:$V$2,0))*(Калькулятор!$F$8/70)^справочно!$Y$2,0),ROUND(INDEX($C$6:$V$17,MATCH(AM164,$B$6:$B$17,0),MATCH(AK164&AL164,$C$2:$V$2,0)),0))","v":1513},"ЗО",{"$f":"3.6*AV164/(4.19*(Калькулятор!$C$8-Калькулятор!$D$8))","v":129.95226730310262},{"$f":"IF(Калькулятор!$F$8<>70,INDEX($C$6:$V$17,MATCH(AM164,$B$6:$B$17,0),MATCH(AK164&AL164,$C$2:$V$2,0))*(Калькулятор!$F$8/70)^справочно!$Y$2,INDEX($C$6:$V$17,MATCH(AM164,$B$6:$B$17,0),MATCH(AK164&AL164,$C$2:$V$2,0)))","v":1512.5000000000002}]
[null,null,null,null,null,null,null,null,null,null,null,null,null,null,null,null,null,null,null,null,null,null,null,null,null,null,"Конвектор внутрипольный Royal Thermo ATRIUM-150/250/2200-DG-U-NA","НС-1477438","RT-A-150/250/2200-DG-U-NA",3,5,9,13,18,21,23,150,250,2200,"DG","U","NA",{"$f":"IF((IFERROR(IF(VLOOKUP(AK165,X:Y,2,0)=TRUE,1,0),0)+IFERROR(IF(VLOOKUP(AL165,X:Y,2,0)=TRUE,1,0),0)+IFERROR(IF(VLOOKUP(AN165,X:Y,2,0)=TRUE,1,0),0)+IFERROR(IF(VLOOKUP(AO165,X:Y,2,0)=TRUE,1,0),0)+IFERROR(IF(VLOOKUP(AP165,X:Y,2,0)=TRUE,1,0),0)+IF(AND(AM165>=Калькулятор!$C$14,AM165<=Калькулятор!$E$14),1,0)+IF(OR(AND(AS165>=Калькулятор!$C$11,AS165<=IF(ISBLANK(Калькулятор!$E$11),100000,Калькулятор!$E$11)),Калькулятор!$C$11&Калькулятор!$E$11=\"\"),1,0))=7,1,0)","v":1},{"$f":"SUM(AQ$2:AQ165)","v":164},{"$f":"IF(Калькулятор!$F$8<>70,ROUND(INDEX($C$6:$V$17,MATCH(AM165,$B$6:$B$17,0),MATCH(AK165&AL165,$C$2:$V$2,0))*(Калькулятор!$F$8/70)^справочно!$Y$2,0),ROUND(INDEX($C$6:$V$17,MATCH(AM165,$B$6:$B$17,0),MATCH(AK165&AL165,$C$2:$V$2,0)),0))","v":1680},"ЗО",{"$f":"3.6*AV165/(4.19*(Калькулятор!$C$8-Калькулятор!$D$8))","v":144.31789976133649},{"$f":"IF(Калькулятор!$F$8<>70,INDEX($C$6:$V$17,MATCH(AM165,$B$6:$B$17,0),MATCH(AK165&AL165,$C$2:$V$2,0))*(Калькулятор!$F$8/70)^справочно!$Y$2,INDEX($C$6:$V$17,MATCH(AM165,$B$6:$B$17,0),MATCH(AK165&AL165,$C$2:$V$2,0)))","v":1679.7}]
[null,null,null,null,null,null,null,null,null,null,null,null,null,null,null,null,null,null,null,null,null,null,null,null,null,null,"Конвектор внутрипольный Royal Thermo ATRIUM-150/250/2400-DG-U-NA","НС-1477441","RT-A-150/250/2400-DG-U-NA",3,5,9,13,18,21,23,150,250,2400,"DG","U","NA",{"$f":"IF((IFERROR(IF(VLOOKUP(AK166,X:Y,2,0)=TRUE,1,0),0)+IFERROR(IF(VLOOKUP(AL166,X:Y,2,0)=TRUE,1,0),0)+IFERROR(IF(VLOOKUP(AN166,X:Y,2,0)=TRUE,1,0),0)+IFERROR(IF(VLOOKUP(AO166,X:Y,2,0)=TRUE,1,0),0)+IFERROR(IF(VLOOKUP(AP166,X:Y,2,0)=TRUE,1,0),0)+IF(AND(AM166>=Калькулятор!$C$14,AM166<=Калькулятор!$E$14),1,0)+IF(OR(AND(AS166>=Калькулятор!$C$11,AS166<=IF(ISBLANK(Калькулятор!$E$11),100000,Калькулятор!$E$11)),Калькулятор!$C$11&Калькулятор!$E$11=\"\"),1,0))=7,1,0)","v":1},{"$f":"SUM(AQ$2:AQ166)","v":165},{"$f":"IF(Калькулятор!$F$8<>70,ROUND(INDEX($C$6:$V$17,MATCH(AM166,$B$6:$B$17,0),MATCH(AK166&AL166,$C$2:$V$2,0))*(Калькулятор!$F$8/70)^справочно!$Y$2,0),ROUND(INDEX($C$6:$V$17,MATCH(AM166,$B$6:$B$17,0),MATCH(AK166&AL166,$C$2:$V$2,0)),0))","v":1887},"ЗО",{"$f":"3.6*AV166/(4.19*(Калькулятор!$C$8-Калькулятор!$D$8))","v":162.08591885441527},{"$f":"IF(Калькулятор!$F$8<>70,INDEX($C$6:$V$17,MATCH(AM166,$B$6:$B$17,0),MATCH(AK166&AL166,$C$2:$V$2,0))*(Калькулятор!$F$8/70)^справочно!$Y$2,INDEX($C$6:$V$17,MATCH(AM166,$B$6:$B$17,0),MATCH(AK166&AL166,$C$2:$V$2,0)))","v":1886.5000000000002}]
[null,null,null,null,null,null,null,null,null,null,null,null,null,null,null,null,null,null,null,null,null,null,null,null,null,null,"Конвектор внутрипольный Royal Thermo ATRIUM-150/250/2600-DG-U-NA","НС-1477443","RT-A-150/250/2600-DG-U-NA",3,5,9,13,18,21,23,150,250,2600,"DG","U","NA",{"$f":"IF((IFERROR(IF(VLOOKUP(AK167,X:Y,2,0)=TRUE,1,0),0)+IFERROR(IF(VLOOKUP(AL167,X:Y,2,0)=TRUE,1,0),0)+IFERROR(IF(VLOOKUP(AN167,X:Y,2,0)=TRUE,1,0),0)+IFERROR(IF(VLOOKUP(AO167,X:Y,2,0)=TRUE,1,0),0)+IFERROR(IF(VLOOKUP(AP167,X:Y,2,0)=TRUE,1,0),0)+IF(AND(AM167>=Калькулятор!$C$14,AM167<=Калькулятор!$E$14),1,0)+IF(OR(AND(AS167>=Калькулятор!$C$11,AS167<=IF(ISBLANK(Калькулятор!$E$11),100000,Калькулятор!$E$11)),Калькулятор!$C$11&Калькулятор!$E$11=\"\"),1,0))=7,1,0)","v":1},{"$f":"SUM(AQ$2:AQ167)","v":166},{"$f":"IF(Калькулятор!$F$8<>70,ROUND(INDEX($C$6:$V$17,MATCH(AM167,$B$6:$B$17,0),MATCH(AK167&AL167,$C$2:$V$2,0))*(Калькулятор!$F$8/70)^справочно!$Y$2,0),ROUND(INDEX($C$6:$V$17,MATCH(AM167,$B$6:$B$17,0),MATCH(AK167&AL167,$C$2:$V$2,0)),0))","v":2054},"ЗО",{"$f":"3.6*AV167/(4.19*(Калькулятор!$C$8-Калькулятор!$D$8))","v":176.45155131264917},{"$f":"IF(Калькулятор!$F$8<>70,INDEX($C$6:$V$17,MATCH(AM167,$B$6:$B$17,0),MATCH(AK167&AL167,$C$2:$V$2,0))*(Калькулятор!$F$8/70)^справочно!$Y$2,INDEX($C$6:$V$17,MATCH(AM167,$B$6:$B$17,0),MATCH(AK167&AL167,$C$2:$V$2,0)))","v":2053.7000000000003}]
[null,null,null,null,null,null,null,null,null,null,null,null,null,null,null,null,null,null,null,null,null,null,null,null,null,null,"Конвектор внутрипольный Royal Thermo ATRIUM-150/250/2800-DG-U-NA","НС-1477446","RT-A-150/250/2800-DG-U-NA",3,5,9,13,18,21,23,150,250,2800,"DG","U","NA",{"$f":"IF((IFERROR(IF(VLOOKUP(AK168,X:Y,2,0)=TRUE,1,0),0)+IFERROR(IF(VLOOKUP(AL168,X:Y,2,0)=TRUE,1,0),0)+IFERROR(IF(VLOOKUP(AN168,X:Y,2,0)=TRUE,1,0),0)+IFERROR(IF(VLOOKUP(AO168,X:Y,2,0)=TRUE,1,0),0)+IFERROR(IF(VLOOKUP(AP168,X:Y,2,0)=TRUE,1,0),0)+IF(AND(AM168>=Калькулятор!$C$14,AM168<=Калькулятор!$E$14),1,0)+IF(OR(AND(AS168>=Калькулятор!$C$11,AS168<=IF(ISBLANK(Калькулятор!$E$11),100000,Калькулятор!$E$11)),Калькулятор!$C$11&Калькулятор!$E$11=\"\"),1,0))=7,1,0)","v":1},{"$f":"SUM(AQ$2:AQ168)","v":167},{"$f":"IF(Калькулятор!$F$8<>70,ROUND(INDEX($C$6:$V$17,MATCH(AM168,$B$6:$B$17,0),MATCH(AK168&AL168,$C$2:$V$2,0))*(Калькулятор!$F$8/70)^справочно!$Y$2,0),ROUND(INDEX($C$6:$V$17,MATCH(AM168,$B$6:$B$17,0),MATCH(AK168&AL168,$C$2:$V$2,0)),0))","v":2223},"ЗО",{"$f":"3.6*AV168/(4.19*(Калькулятор!$C$8-Калькулятор!$D$8))","v":191.00620525059668},{"$f":"IF(Калькулятор!$F$8<>70,INDEX($C$6:$V$17,MATCH(AM168,$B$6:$B$17,0),MATCH(AK168&AL168,$C$2:$V$2,0))*(Калькулятор!$F$8/70)^справочно!$Y$2,INDEX($C$6:$V$17,MATCH(AM168,$B$6:$B$17,0),MATCH(AK168&AL168,$C$2:$V$2,0)))","v":2223.1000000000004}]
[null,null,null,null,null,null,null,null,null,null,null,null,null,null,null,null,null,null,null,null,null,null,null,null,null,null,"Конвектор внутрипольный Royal Thermo ATRIUM-150/250/3000-DG-U-NA","НС-1477449","RT-A-150/250/3000-DG-U-NA",3,5,9,13,18,21,23,150,250,3000,"DG","U","NA",{"$f":"IF((IFERROR(IF(VLOOKUP(AK169,X:Y,2,0)=TRUE,1,0),0)+IFERROR(IF(VLOOKUP(AL169,X:Y,2,0)=TRUE,1,0),0)+IFERROR(IF(VLOOKUP(AN169,X:Y,2,0)=TRUE,1,0),0)+IFERROR(IF(VLOOKUP(AO169,X:Y,2,0)=TRUE,1,0),0)+IFERROR(IF(VLOOKUP(AP169,X:Y,2,0)=TRUE,1,0),0)+IF(AND(AM169>=Калькулятор!$C$14,AM169<=Калькулятор!$E$14),1,0)+IF(OR(AND(AS169>=Калькулятор!$C$11,AS169<=IF(ISBLANK(Калькулятор!$E$11),100000,Калькулятор!$E$11)),Калькулятор!$C$11&Калькулятор!$E$11=\"\"),1,0))=7,1,0)","v":1},{"$f":"SUM(AQ$2:AQ169)","v":168},{"$f":"IF(Калькулятор!$F$8<>70,ROUND(INDEX($C$6:$V$17,MATCH(AM169,$B$6:$B$17,0),MATCH(AK169&AL169,$C$2:$V$2,0))*(Калькулятор!$F$8/70)^справочно!$Y$2,0),ROUND(INDEX($C$6:$V$17,MATCH(AM169,$B$6:$B$17,0),MATCH(AK169&AL169,$C$2:$V$2,0)),0))","v":2391},"ЗО",{"$f":"3.6*AV169/(4.19*(Калькулятор!$C$8-Калькулятор!$D$8))","v":205.46634844868734},{"$f":"IF(Калькулятор!$F$8<>70,INDEX($C$6:$V$17,MATCH(AM169,$B$6:$B$17,0),MATCH(AK169&AL169,$C$2:$V$2,0))*(Калькулятор!$F$8/70)^справочно!$Y$2,INDEX($C$6:$V$17,MATCH(AM169,$B$6:$B$17,0),MATCH(AK169&AL169,$C$2:$V$2,0)))","v":2391.4}]
[null,null,null,null,null,null,null,null,null,null,null,null,null,null,null,null,null,null,null,null,null,null,null,null,null,null,"Конвектор внутрипольный Royal Thermo ATRIUM-150/300/800-DG-U-NA","НС-1477491","RT-A-150/300/800-DG-U-NA",3,5,9,13,17,20,22,150,300,800,"DG","U","NA",{"$f":"IF((IFERROR(IF(VLOOKUP(AK170,X:Y,2,0)=TRUE,1,0),0)+IFERROR(IF(VLOOKUP(AL170,X:Y,2,0)=TRUE,1,0),0)+IFERROR(IF(VLOOKUP(AN170,X:Y,2,0)=TRUE,1,0),0)+IFERROR(IF(VLOOKUP(AO170,X:Y,2,0)=TRUE,1,0),0)+IFERROR(IF(VLOOKUP(AP170,X:Y,2,0)=TRUE,1,0),0)+IF(AND(AM170>=Калькулятор!$C$14,AM170<=Калькулятор!$E$14),1,0)+IF(OR(AND(AS170>=Калькулятор!$C$11,AS170<=IF(ISBLANK(Калькулятор!$E$11),100000,Калькулятор!$E$11)),Калькулятор!$C$11&Калькулятор!$E$11=\"\"),1,0))=7,1,0)","v":1},{"$f":"SUM(AQ$2:AQ170)","v":169},{"$f":"IF(Калькулятор!$F$8<>70,ROUND(INDEX($C$6:$V$17,MATCH(AM170,$B$6:$B$17,0),MATCH(AK170&AL170,$C$2:$V$2,0))*(Калькулятор!$F$8/70)^справочно!$Y$2,0),ROUND(INDEX($C$6:$V$17,MATCH(AM170,$B$6:$B$17,0),MATCH(AK170&AL170,$C$2:$V$2,0)),0))","v":630},"ЗО",{"$f":"3.6*AV170/(4.19*(Калькулятор!$C$8-Калькулятор!$D$8))","v":54.154653937947494},{"$f":"IF(Калькулятор!$F$8<>70,INDEX($C$6:$V$17,MATCH(AM170,$B$6:$B$17,0),MATCH(AK170&AL170,$C$2:$V$2,0))*(Калькулятор!$F$8/70)^справочно!$Y$2,INDEX($C$6:$V$17,MATCH(AM170,$B$6:$B$17,0),MATCH(AK170&AL170,$C$2:$V$2,0)))","v":630.30000000000007}]
[null,null,null,null,null,null,null,null,null,null,null,null,null,null,null,null,null,null,null,null,null,null,null,null,null,null,"Конвектор внутрипольный Royal Thermo ATRIUM-150/300/1000-DG-U-NA","НС-1477458","RT-A-150/300/1000-DG-U-NA",3,5,9,13,18,21,23,150,300,1000,"DG","U","NA",{"$f":"IF((IFERROR(IF(VLOOKUP(AK171,X:Y,2,0)=TRUE,1,0),0)+IFERROR(IF(VLOOKUP(AL171,X:Y,2,0)=TRUE,1,0),0)+IFERROR(IF(VLOOKUP(AN171,X:Y,2,0)=TRUE,1,0),0)+IFERROR(IF(VLOOKUP(AO171,X:Y,2,0)=TRUE,1,0),0)+IFERROR(IF(VLOOKUP(AP171,X:Y,2,0)=TRUE,1,0),0)+IF(AND(AM171>=Калькулятор!$C$14,AM171<=Калькулятор!$E$14),1,0)+IF(OR(AND(AS171>=Калькулятор!$C$11,AS171<=IF(ISBLANK(Калькулятор!$E$11),100000,Калькулятор!$E$11)),Калькулятор!$C$11&Калькулятор!$E$11=\"\"),1,0))=7,1,0)","v":1},{"$f":"SUM(AQ$2:AQ171)","v":170},{"$f":"IF(Калькулятор!$F$8<>70,ROUND(INDEX($C$6:$V$17,MATCH(AM171,$B$6:$B$17,0),MATCH(AK171&AL171,$C$2:$V$2,0))*(Калькулятор!$F$8/70)^справочно!$Y$2,0),ROUND(INDEX($C$6:$V$17,MATCH(AM171,$B$6:$B$17,0),MATCH(AK171&AL171,$C$2:$V$2,0)),0))","v":812},"ЗО",{"$f":"3.6*AV171/(4.19*(Калькулятор!$C$8-Калькулятор!$D$8))","v":69.748926014319807},{"$f":"IF(Калькулятор!$F$8<>70,INDEX($C$6:$V$17,MATCH(AM171,$B$6:$B$17,0),MATCH(AK171&AL171,$C$2:$V$2,0))*(Калькулятор!$F$8/70)^справочно!$Y$2,INDEX($C$6:$V$17,MATCH(AM171,$B$6:$B$17,0),MATCH(AK171&AL171,$C$2:$V$2,0)))","v":811.80000000000007}]
[null,null,null,null,null,null,null,null,null,null,null,null,null,null,null,null,null,null,null,null,null,null,null,null,null,null,"Конвектор внутрипольный Royal Thermo ATRIUM-150/300/1200-DG-U-NA","НС-1477461","RT-A-150/300/1200-DG-U-NA",3,5,9,13,18,21,23,150,300,1200,"DG","U","NA",{"$f":"IF((IFERROR(IF(VLOOKUP(AK172,X:Y,2,0)=TRUE,1,0),0)+IFERROR(IF(VLOOKUP(AL172,X:Y,2,0)=TRUE,1,0),0)+IFERROR(IF(VLOOKUP(AN172,X:Y,2,0)=TRUE,1,0),0)+IFERROR(IF(VLOOKUP(AO172,X:Y,2,0)=TRUE,1,0),0)+IFERROR(IF(VLOOKUP(AP172,X:Y,2,0)=TRUE,1,0),0)+IF(AND(AM172>=Калькулятор!$C$14,AM172<=Калькулятор!$E$14),1,0)+IF(OR(AND(AS172>=Калькулятор!$C$11,AS172<=IF(ISBLANK(Калькулятор!$E$11),100000,Калькулятор!$E$11)),Калькулятор!$C$11&Калькулятор!$E$11=\"\"),1,0))=7,1,0)","v":1},{"$f":"SUM(AQ$2:AQ172)","v":171},{"$f":"IF(Калькулятор!$F$8<>70,ROUND(INDEX($C$6:$V$17,MATCH(AM172,$B$6:$B$17,0),MATCH(AK172&AL172,$C$2:$V$2,0))*(Калькулятор!$F$8/70)^справочно!$Y$2,0),ROUND(INDEX($C$6:$V$17,MATCH(AM172,$B$6:$B$17,0),MATCH(AK172&AL172,$C$2:$V$2,0)),0))","v":993},"ЗО",{"$f":"3.6*AV172/(4.19*(Калькулятор!$C$8-Калькулятор!$D$8))","v":85.343198090692113},{"$f":"IF(Калькулятор!$F$8<>70,INDEX($C$6:$V$17,MATCH(AM172,$B$6:$B$17,0),MATCH(AK172&AL172,$C$2:$V$2,0))*(Калькулятор!$F$8/70)^справочно!$Y$2,INDEX($C$6:$V$17,MATCH(AM172,$B$6:$B$17,0),MATCH(AK172&AL172,$C$2:$V$2,0)))","v":993.30000000000007}]
[null,null,null,null,null,null,null,null,null,null,null,null,null,null,null,null,null,null,null,null,null,null,null,null,null,null,"Конвектор внутрипольный Royal Thermo ATRIUM-150/300/1400-DG-U-NA","НС-1477464","RT-A-150/300/1400-DG-U-NA",3,5,9,13,18,21,23,150,300,1400,"DG","U","NA",{"$f":"IF((IFERROR(IF(VLOOKUP(AK173,X:Y,2,0)=TRUE,1,0),0)+IFERROR(IF(VLOOKUP(AL173,X:Y,2,0)=TRUE,1,0),0)+IFERROR(IF(VLOOKUP(AN173,X:Y,2,0)=TRUE,1,0),0)+IFERROR(IF(VLOOKUP(AO173,X:Y,2,0)=TRUE,1,0),0)+IFERROR(IF(VLOOKUP(AP173,X:Y,2,0)=TRUE,1,0),0)+IF(AND(AM173>=Калькулятор!$C$14,AM173<=Калькулятор!$E$14),1,0)+IF(OR(AND(AS173>=Калькулятор!$C$11,AS173<=IF(ISBLANK(Калькулятор!$E$11),100000,Калькулятор!$E$11)),Калькулятор!$C$11&Калькулятор!$E$11=\"\"),1,0))=7,1,0)","v":1},{"$f":"SUM(AQ$2:AQ173)","v":172},{"$f":"IF(Калькулятор!$F$8<>70,ROUND(INDEX($C$6:$V$17,MATCH(AM173,$B$6:$B$17,0),MATCH(AK173&AL173,$C$2:$V$2,0))*(Калькулятор!$F$8/70)^справочно!$Y$2,0),ROUND(INDEX($C$6:$V$17,MATCH(AM173,$B$6:$B$17,0),MATCH(AK173&AL173,$C$2:$V$2,0)),0))","v":1176},"ЗО",{"$f":"3.6*AV173/(4.19*(Калькулятор!$C$8-Калькулятор!$D$8))","v":101.03198090692125},{"$f":"IF(Калькулятор!$F$8<>70,INDEX($C$6:$V$17,MATCH(AM173,$B$6:$B$17,0),MATCH(AK173&AL173,$C$2:$V$2,0))*(Калькулятор!$F$8/70)^справочно!$Y$2,INDEX($C$6:$V$17,MATCH(AM173,$B$6:$B$17,0),MATCH(AK173&AL173,$C$2:$V$2,0)))","v":1175.9000000000001}]
[null,null,null,null,null,null,null,null,null,null,null,null,null,null,null,null,null,null,null,null,null,null,null,null,null,null,"Конвектор внутрипольный Royal Thermo ATRIUM-150/300/1600-DG-U-NA","НС-1477467","RT-A-150/300/1600-DG-U-NA",3,5,9,13,18,21,23,150,300,1600,"DG","U","NA",{"$f":"IF((IFERROR(IF(VLOOKUP(AK174,X:Y,2,0)=TRUE,1,0),0)+IFERROR(IF(VLOOKUP(AL174,X:Y,2,0)=TRUE,1,0),0)+IFERROR(IF(VLOOKUP(AN174,X:Y,2,0)=TRUE,1,0),0)+IFERROR(IF(VLOOKUP(AO174,X:Y,2,0)=TRUE,1,0),0)+IFERROR(IF(VLOOKUP(AP174,X:Y,2,0)=TRUE,1,0),0)+IF(AND(AM174>=Калькулятор!$C$14,AM174<=Калькулятор!$E$14),1,0)+IF(OR(AND(AS174>=Калькулятор!$C$11,AS174<=IF(ISBLANK(Калькулятор!$E$11),100000,Калькулятор!$E$11)),Калькулятор!$C$11&Калькулятор!$E$11=\"\"),1,0))=7,1,0)","v":1},{"$f":"SUM(AQ$2:AQ174)","v":173},{"$f":"IF(Калькулятор!$F$8<>70,ROUND(INDEX($C$6:$V$17,MATCH(AM174,$B$6:$B$17,0),MATCH(AK174&AL174,$C$2:$V$2,0))*(Калькулятор!$F$8/70)^справочно!$Y$2,0),ROUND(INDEX($C$6:$V$17,MATCH(AM174,$B$6:$B$17,0),MATCH(AK174&AL174,$C$2:$V$2,0)),0))","v":1356},"ЗО",{"$f":"3.6*AV174/(4.19*(Калькулятор!$C$8-Калькулятор!$D$8))","v":116.53174224343677},{"$f":"IF(Калькулятор!$F$8<>70,INDEX($C$6:$V$17,MATCH(AM174,$B$6:$B$17,0),MATCH(AK174&AL174,$C$2:$V$2,0))*(Калькулятор!$F$8/70)^справочно!$Y$2,INDEX($C$6:$V$17,MATCH(AM174,$B$6:$B$17,0),MATCH(AK174&AL174,$C$2:$V$2,0)))","v":1356.3000000000002}]
[null,null,null,null,null,null,null,null,null,null,null,null,null,null,null,null,null,null,null,null,null,null,null,null,null,null,"Конвектор внутрипольный Royal Thermo ATRIUM-150/300/1800-DG-U-NA","НС-1477470","RT-A-150/300/1800-DG-U-NA",3,5,9,13,18,21,23,150,300,1800,"DG","U","NA",{"$f":"IF((IFERROR(IF(VLOOKUP(AK175,X:Y,2,0)=TRUE,1,0),0)+IFERROR(IF(VLOOKUP(AL175,X:Y,2,0)=TRUE,1,0),0)+IFERROR(IF(VLOOKUP(AN175,X:Y,2,0)=TRUE,1,0),0)+IFERROR(IF(VLOOKUP(AO175,X:Y,2,0)=TRUE,1,0),0)+IFERROR(IF(VLOOKUP(AP175,X:Y,2,0)=TRUE,1,0),0)+IF(AND(AM175>=Калькулятор!$C$14,AM175<=Калькулятор!$E$14),1,0)+IF(OR(AND(AS175>=Калькулятор!$C$11,AS175<=IF(ISBLANK(Калькулятор!$E$11),100000,Калькулятор!$E$11)),Калькулятор!$C$11&Калькулятор!$E$11=\"\"),1,0))=7,1,0)","v":1},{"$f":"SUM(AQ$2:AQ175)","v":174},{"$f":"IF(Калькулятор!$F$8<>70,ROUND(INDEX($C$6:$V$17,MATCH(AM175,$B$6:$B$17,0),MATCH(AK175&AL175,$C$2:$V$2,0))*(Калькулятор!$F$8/70)^справочно!$Y$2,0),ROUND(INDEX($C$6:$V$17,MATCH(AM175,$B$6:$B$17,0),MATCH(AK175&AL175,$C$2:$V$2,0)),0))","v":1539},"ЗО",{"$f":"3.6*AV175/(4.19*(Калькулятор!$C$8-Калькулятор!$D$8))","v":132.22052505966587},{"$f":"IF(Калькулятор!$F$8<>70,INDEX($C$6:$V$17,MATCH(AM175,$B$6:$B$17,0),MATCH(AK175&AL175,$C$2:$V$2,0))*(Калькулятор!$F$8/70)^справочно!$Y$2,INDEX($C$6:$V$17,MATCH(AM175,$B$6:$B$17,0),MATCH(AK175&AL175,$C$2:$V$2,0)))","v":1538.9}]
[null,null,null,null,null,null,null,null,null,null,null,null,null,null,null,null,null,null,null,null,null,null,null,null,null,null,"Конвектор внутрипольный Royal Thermo ATRIUM-150/300/2000-DG-U-NA","НС-1477473","RT-A-150/300/2000-DG-U-NA",3,5,9,13,18,21,23,150,300,2000,"DG","U","NA",{"$f":"IF((IFERROR(IF(VLOOKUP(AK176,X:Y,2,0)=TRUE,1,0),0)+IFERROR(IF(VLOOKUP(AL176,X:Y,2,0)=TRUE,1,0),0)+IFERROR(IF(VLOOKUP(AN176,X:Y,2,0)=TRUE,1,0),0)+IFERROR(IF(VLOOKUP(AO176,X:Y,2,0)=TRUE,1,0),0)+IFERROR(IF(VLOOKUP(AP176,X:Y,2,0)=TRUE,1,0),0)+IF(AND(AM176>=Калькулятор!$C$14,AM176<=Калькулятор!$E$14),1,0)+IF(OR(AND(AS176>=Калькулятор!$C$11,AS176<=IF(ISBLANK(Калькулятор!$E$11),100000,Калькулятор!$E$11)),Калькулятор!$C$11&Калькулятор!$E$11=\"\"),1,0))=7,1,0)","v":1},{"$f":"SUM(AQ$2:AQ176)","v":175},{"$f":"IF(Калькулятор!$F$8<>70,ROUND(INDEX($C$6:$V$17,MATCH(AM176,$B$6:$B$17,0),MATCH(AK176&AL176,$C$2:$V$2,0))*(Калькулятор!$F$8/70)^справочно!$Y$2,0),ROUND(INDEX($C$6:$V$17,MATCH(AM176,$B$6:$B$17,0),MATCH(AK176&AL176,$C$2:$V$2,0)),0))","v":1719},"ЗО",{"$f":"3.6*AV176/(4.19*(Калькулятор!$C$8-Калькулятор!$D$8))","v":147.72028639618136},{"$f":"IF(Калькулятор!$F$8<>70,INDEX($C$6:$V$17,MATCH(AM176,$B$6:$B$17,0),MATCH(AK176&AL176,$C$2:$V$2,0))*(Калькулятор!$F$8/70)^справочно!$Y$2,INDEX($C$6:$V$17,MATCH(AM176,$B$6:$B$17,0),MATCH(AK176&AL176,$C$2:$V$2,0)))","v":1719.3000000000002}]
[null,null,null,null,null,null,null,null,null,null,null,null,null,null,null,null,null,null,null,null,null,null,null,null,null,null,"Конвектор внутрипольный Royal Thermo ATRIUM-150/300/2200-DG-U-NA","НС-1477476","RT-A-150/300/2200-DG-U-NA",3,5,9,13,18,21,23,150,300,2200,"DG","U","NA",{"$f":"IF((IFERROR(IF(VLOOKUP(AK177,X:Y,2,0)=TRUE,1,0),0)+IFERROR(IF(VLOOKUP(AL177,X:Y,2,0)=TRUE,1,0),0)+IFERROR(IF(VLOOKUP(AN177,X:Y,2,0)=TRUE,1,0),0)+IFERROR(IF(VLOOKUP(AO177,X:Y,2,0)=TRUE,1,0),0)+IFERROR(IF(VLOOKUP(AP177,X:Y,2,0)=TRUE,1,0),0)+IF(AND(AM177>=Калькулятор!$C$14,AM177<=Калькулятор!$E$14),1,0)+IF(OR(AND(AS177>=Калькулятор!$C$11,AS177<=IF(ISBLANK(Калькулятор!$E$11),100000,Калькулятор!$E$11)),Калькулятор!$C$11&Калькулятор!$E$11=\"\"),1,0))=7,1,0)","v":1},{"$f":"SUM(AQ$2:AQ177)","v":176},{"$f":"IF(Калькулятор!$F$8<>70,ROUND(INDEX($C$6:$V$17,MATCH(AM177,$B$6:$B$17,0),MATCH(AK177&AL177,$C$2:$V$2,0))*(Калькулятор!$F$8/70)^справочно!$Y$2,0),ROUND(INDEX($C$6:$V$17,MATCH(AM177,$B$6:$B$17,0),MATCH(AK177&AL177,$C$2:$V$2,0)),0))","v":1902},"ЗО",{"$f":"3.6*AV177/(4.19*(Калькулятор!$C$8-Калькулятор!$D$8))","v":163.40906921241049},{"$f":"IF(Калькулятор!$F$8<>70,INDEX($C$6:$V$17,MATCH(AM177,$B$6:$B$17,0),MATCH(AK177&AL177,$C$2:$V$2,0))*(Калькулятор!$F$8/70)^справочно!$Y$2,INDEX($C$6:$V$17,MATCH(AM177,$B$6:$B$17,0),MATCH(AK177&AL177,$C$2:$V$2,0)))","v":1901.9}]
[null,null,null,null,null,null,null,null,null,null,null,null,null,null,null,null,null,null,null,null,null,null,null,null,null,null,"Конвектор внутрипольный Royal Thermo ATRIUM-150/300/2400-DG-U-NA","НС-1477479","RT-A-150/300/2400-DG-U-NA",3,5,9,13,18,21,23,150,300,2400,"DG","U","NA",{"$f":"IF((IFERROR(IF(VLOOKUP(AK178,X:Y,2,0)=TRUE,1,0),0)+IFERROR(IF(VLOOKUP(AL178,X:Y,2,0)=TRUE,1,0),0)+IFERROR(IF(VLOOKUP(AN178,X:Y,2,0)=TRUE,1,0),0)+IFERROR(IF(VLOOKUP(AO178,X:Y,2,0)=TRUE,1,0),0)+IFERROR(IF(VLOOKUP(AP178,X:Y,2,0)=TRUE,1,0),0)+IF(AND(AM178>=Калькулятор!$C$14,AM178<=Калькулятор!$E$14),1,0)+IF(OR(AND(AS178>=Калькулятор!$C$11,AS178<=IF(ISBLANK(Калькулятор!$E$11),100000,Калькулятор!$E$11)),Калькулятор!$C$11&Калькулятор!$E$11=\"\"),1,0))=7,1,0)","v":1},{"$f":"SUM(AQ$2:AQ178)","v":177},{"$f":"IF(Калькулятор!$F$8<>70,ROUND(INDEX($C$6:$V$17,MATCH(AM178,$B$6:$B$17,0),MATCH(AK178&AL178,$C$2:$V$2,0))*(Калькулятор!$F$8/70)^справочно!$Y$2,0),ROUND(INDEX($C$6:$V$17,MATCH(AM178,$B$6:$B$17,0),MATCH(AK178&AL178,$C$2:$V$2,0)),0))","v":2083},"ЗО",{"$f":"3.6*AV178/(4.19*(Калькулятор!$C$8-Калькулятор!$D$8))","v":179.00334128878282},{"$f":"IF(Калькулятор!$F$8<>70,INDEX($C$6:$V$17,MATCH(AM178,$B$6:$B$17,0),MATCH(AK178&AL178,$C$2:$V$2,0))*(Калькулятор!$F$8/70)^справочно!$Y$2,INDEX($C$6:$V$17,MATCH(AM178,$B$6:$B$17,0),MATCH(AK178&AL178,$C$2:$V$2,0)))","v":2083.4}]
[null,null,null,null,null,null,null,null,null,null,null,null,null,null,null,null,null,null,null,null,null,null,null,null,null,null,"Конвектор внутрипольный Royal Thermo ATRIUM-150/300/2600-DG-U-NA","НС-1477482","RT-A-150/300/2600-DG-U-NA",3,5,9,13,18,21,23,150,300,2600,"DG","U","NA",{"$f":"IF((IFERROR(IF(VLOOKUP(AK179,X:Y,2,0)=TRUE,1,0),0)+IFERROR(IF(VLOOKUP(AL179,X:Y,2,0)=TRUE,1,0),0)+IFERROR(IF(VLOOKUP(AN179,X:Y,2,0)=TRUE,1,0),0)+IFERROR(IF(VLOOKUP(AO179,X:Y,2,0)=TRUE,1,0),0)+IFERROR(IF(VLOOKUP(AP179,X:Y,2,0)=TRUE,1,0),0)+IF(AND(AM179>=Калькулятор!$C$14,AM179<=Калькулятор!$E$14),1,0)+IF(OR(AND(AS179>=Калькулятор!$C$11,AS179<=IF(ISBLANK(Калькулятор!$E$11),100000,Калькулятор!$E$11)),Калькулятор!$C$11&Калькулятор!$E$11=\"\"),1,0))=7,1,0)","v":1},{"$f":"SUM(AQ$2:AQ179)","v":178},{"$f":"IF(Калькулятор!$F$8<>70,ROUND(INDEX($C$6:$V$17,MATCH(AM179,$B$6:$B$17,0),MATCH(AK179&AL179,$C$2:$V$2,0))*(Калькулятор!$F$8/70)^справочно!$Y$2,0),ROUND(INDEX($C$6:$V$17,MATCH(AM179,$B$6:$B$17,0),MATCH(AK179&AL179,$C$2:$V$2,0)),0))","v":2265},"ЗО",{"$f":"3.6*AV179/(4.19*(Калькулятор!$C$8-Калькулятор!$D$8))","v":194.59761336515513},{"$f":"IF(Калькулятор!$F$8<>70,INDEX($C$6:$V$17,MATCH(AM179,$B$6:$B$17,0),MATCH(AK179&AL179,$C$2:$V$2,0))*(Калькулятор!$F$8/70)^справочно!$Y$2,INDEX($C$6:$V$17,MATCH(AM179,$B$6:$B$17,0),MATCH(AK179&AL179,$C$2:$V$2,0)))","v":2264.9}]
[null,null,null,null,null,null,null,null,null,null,null,null,null,null,null,null,null,null,null,null,null,null,null,null,null,null,"Конвектор внутрипольный Royal Thermo ATRIUM-150/300/2800-DG-U-NA","НС-1477485","RT-A-150/300/2800-DG-U-NA",3,5,9,13,18,21,23,150,300,2800,"DG","U","NA",{"$f":"IF((IFERROR(IF(VLOOKUP(AK180,X:Y,2,0)=TRUE,1,0),0)+IFERROR(IF(VLOOKUP(AL180,X:Y,2,0)=TRUE,1,0),0)+IFERROR(IF(VLOOKUP(AN180,X:Y,2,0)=TRUE,1,0),0)+IFERROR(IF(VLOOKUP(AO180,X:Y,2,0)=TRUE,1,0),0)+IFERROR(IF(VLOOKUP(AP180,X:Y,2,0)=TRUE,1,0),0)+IF(AND(AM180>=Калькулятор!$C$14,AM180<=Калькулятор!$E$14),1,0)+IF(OR(AND(AS180>=Калькулятор!$C$11,AS180<=IF(ISBLANK(Калькулятор!$E$11),100000,Калькулятор!$E$11)),Калькулятор!$C$11&Калькулятор!$E$11=\"\"),1,0))=7,1,0)","v":1},{"$f":"SUM(AQ$2:AQ180)","v":179},{"$f":"IF(Калькулятор!$F$8<>70,ROUND(INDEX($C$6:$V$17,MATCH(AM180,$B$6:$B$17,0),MATCH(AK180&AL180,$C$2:$V$2,0))*(Калькулятор!$F$8/70)^справочно!$Y$2,0),ROUND(INDEX($C$6:$V$17,MATCH(AM180,$B$6:$B$17,0),MATCH(AK180&AL180,$C$2:$V$2,0)),0))","v":2446},"ЗО",{"$f":"3.6*AV180/(4.19*(Калькулятор!$C$8-Калькулятор!$D$8))","v":210.19188544152743},{"$f":"IF(Калькулятор!$F$8<>70,INDEX($C$6:$V$17,MATCH(AM180,$B$6:$B$17,0),MATCH(AK180&AL180,$C$2:$V$2,0))*(Калькулятор!$F$8/70)^справочно!$Y$2,INDEX($C$6:$V$17,MATCH(AM180,$B$6:$B$17,0),MATCH(AK180&AL180,$C$2:$V$2,0)))","v":2446.4}]
[null,null,null,null,null,null,null,null,null,null,null,null,null,null,null,null,null,null,null,null,null,null,null,null,null,null,"Конвектор внутрипольный Royal Thermo ATRIUM-150/300/3000-DG-U-NA","НС-1477488","RT-A-150/300/3000-DG-U-NA",3,5,9,13,18,21,23,150,300,3000,"DG","U","NA",{"$f":"IF((IFERROR(IF(VLOOKUP(AK181,X:Y,2,0)=TRUE,1,0),0)+IFERROR(IF(VLOOKUP(AL181,X:Y,2,0)=TRUE,1,0),0)+IFERROR(IF(VLOOKUP(AN181,X:Y,2,0)=TRUE,1,0),0)+IFERROR(IF(VLOOKUP(AO181,X:Y,2,0)=TRUE,1,0),0)+IFERROR(IF(VLOOKUP(AP181,X:Y,2,0)=TRUE,1,0),0)+IF(AND(AM181>=Калькулятор!$C$14,AM181<=Калькулятор!$E$14),1,0)+IF(OR(AND(AS181>=Калькулятор!$C$11,AS181<=IF(ISBLANK(Калькулятор!$E$11),100000,Калькулятор!$E$11)),Калькулятор!$C$11&Калькулятор!$E$11=\"\"),1,0))=7,1,0)","v":1},{"$f":"SUM(AQ$2:AQ181)","v":180},{"$f":"IF(Калькулятор!$F$8<>70,ROUND(INDEX($C$6:$V$17,MATCH(AM181,$B$6:$B$17,0),MATCH(AK181&AL181,$C$2:$V$2,0))*(Калькулятор!$F$8/70)^справочно!$Y$2,0),ROUND(INDEX($C$6:$V$17,MATCH(AM181,$B$6:$B$17,0),MATCH(AK181&AL181,$C$2:$V$2,0)),0))","v":2629},"ЗО",{"$f":"3.6*AV181/(4.19*(Калькулятор!$C$8-Калькулятор!$D$8))","v":225.88066825775653},{"$f":"IF(Калькулятор!$F$8<>70,INDEX($C$6:$V$17,MATCH(AM181,$B$6:$B$17,0),MATCH(AK181&AL181,$C$2:$V$2,0))*(Калькулятор!$F$8/70)^справочно!$Y$2,INDEX($C$6:$V$17,MATCH(AM181,$B$6:$B$17,0),MATCH(AK181&AL181,$C$2:$V$2,0)))","v":2629}]
[null,null,null,null,null,null,null,null,null,null,null,null,null,null,null,null,null,null,null,null,null,null,null,null,null,null,"Конвектор внутрипольный Royal Thermo ATRIUM-150/400/800-DG-U-NA","НС-1477525","RT-A-150/400/800-DG-U-NA",3,5,9,13,17,20,22,150,400,800,"DG","U","NA",{"$f":"IF((IFERROR(IF(VLOOKUP(AK182,X:Y,2,0)=TRUE,1,0),0)+IFERROR(IF(VLOOKUP(AL182,X:Y,2,0)=TRUE,1,0),0)+IFERROR(IF(VLOOKUP(AN182,X:Y,2,0)=TRUE,1,0),0)+IFERROR(IF(VLOOKUP(AO182,X:Y,2,0)=TRUE,1,0),0)+IFERROR(IF(VLOOKUP(AP182,X:Y,2,0)=TRUE,1,0),0)+IF(AND(AM182>=Калькулятор!$C$14,AM182<=Калькулятор!$E$14),1,0)+IF(OR(AND(AS182>=Калькулятор!$C$11,AS182<=IF(ISBLANK(Калькулятор!$E$11),100000,Калькулятор!$E$11)),Калькулятор!$C$11&Калькулятор!$E$11=\"\"),1,0))=7,1,0)","v":1},{"$f":"SUM(AQ$2:AQ182)","v":181},{"$f":"IF(Калькулятор!$F$8<>70,ROUND(INDEX($C$6:$V$17,MATCH(AM182,$B$6:$B$17,0),MATCH(AK182&AL182,$C$2:$V$2,0))*(Калькулятор!$F$8/70)^справочно!$Y$2,0),ROUND(INDEX($C$6:$V$17,MATCH(AM182,$B$6:$B$17,0),MATCH(AK182&AL182,$C$2:$V$2,0)),0))","v":850},"ЗО",{"$f":"3.6*AV182/(4.19*(Калькулятор!$C$8-Калькулятор!$D$8))","v":73.056801909307879},{"$f":"IF(Калькулятор!$F$8<>70,INDEX($C$6:$V$17,MATCH(AM182,$B$6:$B$17,0),MATCH(AK182&AL182,$C$2:$V$2,0))*(Калькулятор!$F$8/70)^справочно!$Y$2,INDEX($C$6:$V$17,MATCH(AM182,$B$6:$B$17,0),MATCH(AK182&AL182,$C$2:$V$2,0)))","v":850.30000000000007}]
[null,null,null,null,null,null,null,null,null,null,null,null,null,null,null,null,null,null,null,null,null,null,null,null,null,null,"Конвектор внутрипольный Royal Thermo ATRIUM-150/400/1000-DG-U-NA","НС-1477497","RT-A-150/400/1000-DG-U-NA",3,5,9,13,18,21,23,150,400,1000,"DG","U","NA",{"$f":"IF((IFERROR(IF(VLOOKUP(AK183,X:Y,2,0)=TRUE,1,0),0)+IFERROR(IF(VLOOKUP(AL183,X:Y,2,0)=TRUE,1,0),0)+IFERROR(IF(VLOOKUP(AN183,X:Y,2,0)=TRUE,1,0),0)+IFERROR(IF(VLOOKUP(AO183,X:Y,2,0)=TRUE,1,0),0)+IFERROR(IF(VLOOKUP(AP183,X:Y,2,0)=TRUE,1,0),0)+IF(AND(AM183>=Калькулятор!$C$14,AM183<=Калькулятор!$E$14),1,0)+IF(OR(AND(AS183>=Калькулятор!$C$11,AS183<=IF(ISBLANK(Калькулятор!$E$11),100000,Калькулятор!$E$11)),Калькулятор!$C$11&Калькулятор!$E$11=\"\"),1,0))=7,1,0)","v":1},{"$f":"SUM(AQ$2:AQ183)","v":182},{"$f":"IF(Калькулятор!$F$8<>70,ROUND(INDEX($C$6:$V$17,MATCH(AM183,$B$6:$B$17,0),MATCH(AK183&AL183,$C$2:$V$2,0))*(Калькулятор!$F$8/70)^справочно!$Y$2,0),ROUND(INDEX($C$6:$V$17,MATCH(AM183,$B$6:$B$17,0),MATCH(AK183&AL183,$C$2:$V$2,0)),0))","v":1104},"ЗО",{"$f":"3.6*AV183/(4.19*(Калькулятор!$C$8-Калькулятор!$D$8))","v":94.888782816229124},{"$f":"IF(Калькулятор!$F$8<>70,INDEX($C$6:$V$17,MATCH(AM183,$B$6:$B$17,0),MATCH(AK183&AL183,$C$2:$V$2,0))*(Калькулятор!$F$8/70)^справочно!$Y$2,INDEX($C$6:$V$17,MATCH(AM183,$B$6:$B$17,0),MATCH(AK183&AL183,$C$2:$V$2,0)))","v":1104.4000000000001}]
[null,null,null,null,null,null,null,null,null,null,null,null,null,null,null,null,null,null,null,null,null,null,null,null,null,null,"Конвектор внутрипольный Royal Thermo ATRIUM-150/400/1200-DG-U-NA","НС-1477500","RT-A-150/400/1200-DG-U-NA",3,5,9,13,18,21,23,150,400,1200,"DG","U","NA",{"$f":"IF((IFERROR(IF(VLOOKUP(AK184,X:Y,2,0)=TRUE,1,0),0)+IFERROR(IF(VLOOKUP(AL184,X:Y,2,0)=TRUE,1,0),0)+IFERROR(IF(VLOOKUP(AN184,X:Y,2,0)=TRUE,1,0),0)+IFERROR(IF(VLOOKUP(AO184,X:Y,2,0)=TRUE,1,0),0)+IFERROR(IF(VLOOKUP(AP184,X:Y,2,0)=TRUE,1,0),0)+IF(AND(AM184>=Калькулятор!$C$14,AM184<=Калькулятор!$E$14),1,0)+IF(OR(AND(AS184>=Калькулятор!$C$11,AS184<=IF(ISBLANK(Калькулятор!$E$11),100000,Калькулятор!$E$11)),Калькулятор!$C$11&Калькулятор!$E$11=\"\"),1,0))=7,1,0)","v":1},{"$f":"SUM(AQ$2:AQ184)","v":183},{"$f":"IF(Калькулятор!$F$8<>70,ROUND(INDEX($C$6:$V$17,MATCH(AM184,$B$6:$B$17,0),MATCH(AK184&AL184,$C$2:$V$2,0))*(Калькулятор!$F$8/70)^справочно!$Y$2,0),ROUND(INDEX($C$6:$V$17,MATCH(AM184,$B$6:$B$17,0),MATCH(AK184&AL184,$C$2:$V$2,0)),0))","v":1360},"ЗО",{"$f":"3.6*AV184/(4.19*(Калькулятор!$C$8-Калькулятор!$D$8))","v":116.81527446300716},{"$f":"IF(Калькулятор!$F$8<>70,INDEX($C$6:$V$17,MATCH(AM184,$B$6:$B$17,0),MATCH(AK184&AL184,$C$2:$V$2,0))*(Калькулятор!$F$8/70)^справочно!$Y$2,INDEX($C$6:$V$17,MATCH(AM184,$B$6:$B$17,0),MATCH(AK184&AL184,$C$2:$V$2,0)))","v":1359.6000000000001}]
[null,null,null,null,null,null,null,null,null,null,null,null,null,null,null,null,null,null,null,null,null,null,null,null,null,null,"Конвектор внутрипольный Royal Thermo ATRIUM-150/400/1400-DG-U-NA","НС-1477503","RT-A-150/400/1400-DG-U-NA",3,5,9,13,18,21,23,150,400,1400,"DG","U","NA",{"$f":"IF((IFERROR(IF(VLOOKUP(AK185,X:Y,2,0)=TRUE,1,0),0)+IFERROR(IF(VLOOKUP(AL185,X:Y,2,0)=TRUE,1,0),0)+IFERROR(IF(VLOOKUP(AN185,X:Y,2,0)=TRUE,1,0),0)+IFERROR(IF(VLOOKUP(AO185,X:Y,2,0)=TRUE,1,0),0)+IFERROR(IF(VLOOKUP(AP185,X:Y,2,0)=TRUE,1,0),0)+IF(AND(AM185>=Калькулятор!$C$14,AM185<=Калькулятор!$E$14),1,0)+IF(OR(AND(AS185>=Калькулятор!$C$11,AS185<=IF(ISBLANK(Калькулятор!$E$11),100000,Калькулятор!$E$11)),Калькулятор!$C$11&Калькулятор!$E$11=\"\"),1,0))=7,1,0)","v":1},{"$f":"SUM(AQ$2:AQ185)","v":184},{"$f":"IF(Калькулятор!$F$8<>70,ROUND(INDEX($C$6:$V$17,MATCH(AM185,$B$6:$B$17,0),MATCH(AK185&AL185,$C$2:$V$2,0))*(Калькулятор!$F$8/70)^справочно!$Y$2,0),ROUND(INDEX($C$6:$V$17,MATCH(AM185,$B$6:$B$17,0),MATCH(AK185&AL185,$C$2:$V$2,0)),0))","v":1615},"ЗО",{"$f":"3.6*AV185/(4.19*(Калькулятор!$C$8-Калькулятор!$D$8))","v":138.7417661097852},{"$f":"IF(Калькулятор!$F$8<>70,INDEX($C$6:$V$17,MATCH(AM185,$B$6:$B$17,0),MATCH(AK185&AL185,$C$2:$V$2,0))*(Калькулятор!$F$8/70)^справочно!$Y$2,INDEX($C$6:$V$17,MATCH(AM185,$B$6:$B$17,0),MATCH(AK185&AL185,$C$2:$V$2,0)))","v":1614.8000000000002}]
[null,null,null,null,null,null,null,null,null,null,null,null,null,null,null,null,null,null,null,null,null,null,null,null,null,null,"Конвектор внутрипольный Royal Thermo ATRIUM-150/400/1600-DG-U-NA","НС-1477506","RT-A-150/400/1600-DG-U-NA",3,5,9,13,18,21,23,150,400,1600,"DG","U","NA",{"$f":"IF((IFERROR(IF(VLOOKUP(AK186,X:Y,2,0)=TRUE,1,0),0)+IFERROR(IF(VLOOKUP(AL186,X:Y,2,0)=TRUE,1,0),0)+IFERROR(IF(VLOOKUP(AN186,X:Y,2,0)=TRUE,1,0),0)+IFERROR(IF(VLOOKUP(AO186,X:Y,2,0)=TRUE,1,0),0)+IFERROR(IF(VLOOKUP(AP186,X:Y,2,0)=TRUE,1,0),0)+IF(AND(AM186>=Калькулятор!$C$14,AM186<=Калькулятор!$E$14),1,0)+IF(OR(AND(AS186>=Калькулятор!$C$11,AS186<=IF(ISBLANK(Калькулятор!$E$11),100000,Калькулятор!$E$11)),Калькулятор!$C$11&Калькулятор!$E$11=\"\"),1,0))=7,1,0)","v":1},{"$f":"SUM(AQ$2:AQ186)","v":185},{"$f":"IF(Калькулятор!$F$8<>70,ROUND(INDEX($C$6:$V$17,MATCH(AM186,$B$6:$B$17,0),MATCH(AK186&AL186,$C$2:$V$2,0))*(Калькулятор!$F$8/70)^справочно!$Y$2,0),ROUND(INDEX($C$6:$V$17,MATCH(AM186,$B$6:$B$17,0),MATCH(AK186&AL186,$C$2:$V$2,0)),0))","v":1870},"ЗО",{"$f":"3.6*AV186/(4.19*(Калькулятор!$C$8-Калькулятор!$D$8))","v":160.66825775656324},{"$f":"IF(Калькулятор!$F$8<>70,INDEX($C$6:$V$17,MATCH(AM186,$B$6:$B$17,0),MATCH(AK186&AL186,$C$2:$V$2,0))*(Калькулятор!$F$8/70)^справочно!$Y$2,INDEX($C$6:$V$17,MATCH(AM186,$B$6:$B$17,0),MATCH(AK186&AL186,$C$2:$V$2,0)))","v":1870.0000000000002}]
[null,null,null,null,null,null,null,null,null,null,null,null,null,null,null,null,null,null,null,null,null,null,null,null,null,null,"Конвектор внутрипольный Royal Thermo ATRIUM-150/400/1800-DG-U-NA","НС-1477509","RT-A-150/400/1800-DG-U-NA",3,5,9,13,18,21,23,150,400,1800,"DG","U","NA",{"$f":"IF((IFERROR(IF(VLOOKUP(AK187,X:Y,2,0)=TRUE,1,0),0)+IFERROR(IF(VLOOKUP(AL187,X:Y,2,0)=TRUE,1,0),0)+IFERROR(IF(VLOOKUP(AN187,X:Y,2,0)=TRUE,1,0),0)+IFERROR(IF(VLOOKUP(AO187,X:Y,2,0)=TRUE,1,0),0)+IFERROR(IF(VLOOKUP(AP187,X:Y,2,0)=TRUE,1,0),0)+IF(AND(AM187>=Калькулятор!$C$14,AM187<=Калькулятор!$E$14),1,0)+IF(OR(AND(AS187>=Калькулятор!$C$11,AS187<=IF(ISBLANK(Калькулятор!$E$11),100000,Калькулятор!$E$11)),Калькулятор!$C$11&Калькулятор!$E$11=\"\"),1,0))=7,1,0)","v":1},{"$f":"SUM(AQ$2:AQ187)","v":186},{"$f":"IF(Калькулятор!$F$8<>70,ROUND(INDEX($C$6:$V$17,MATCH(AM187,$B$6:$B$17,0),MATCH(AK187&AL187,$C$2:$V$2,0))*(Калькулятор!$F$8/70)^справочно!$Y$2,0),ROUND(INDEX($C$6:$V$17,MATCH(AM187,$B$6:$B$17,0),MATCH(AK187&AL187,$C$2:$V$2,0)),0))","v":2124},"ЗО",{"$f":"3.6*AV187/(4.19*(Калькулятор!$C$8-Калькулятор!$D$8))","v":182.50023866348448},{"$f":"IF(Калькулятор!$F$8<>70,INDEX($C$6:$V$17,MATCH(AM187,$B$6:$B$17,0),MATCH(AK187&AL187,$C$2:$V$2,0))*(Калькулятор!$F$8/70)^справочно!$Y$2,INDEX($C$6:$V$17,MATCH(AM187,$B$6:$B$17,0),MATCH(AK187&AL187,$C$2:$V$2,0)))","v":2124.1000000000004}]
[null,null,null,null,null,null,null,null,null,null,null,null,null,null,null,null,null,null,null,null,null,null,null,null,null,null,"Конвектор внутрипольный Royal Thermo ATRIUM-150/400/2000-DG-U-NA","НС-1477529","RT-A-150/400/2000-DG-U-NA",3,5,9,13,18,21,23,150,400,2000,"DG","U","NA",{"$f":"IF((IFERROR(IF(VLOOKUP(AK188,X:Y,2,0)=TRUE,1,0),0)+IFERROR(IF(VLOOKUP(AL188,X:Y,2,0)=TRUE,1,0),0)+IFERROR(IF(VLOOKUP(AN188,X:Y,2,0)=TRUE,1,0),0)+IFERROR(IF(VLOOKUP(AO188,X:Y,2,0)=TRUE,1,0),0)+IFERROR(IF(VLOOKUP(AP188,X:Y,2,0)=TRUE,1,0),0)+IF(AND(AM188>=Калькулятор!$C$14,AM188<=Калькулятор!$E$14),1,0)+IF(OR(AND(AS188>=Калькулятор!$C$11,AS188<=IF(ISBLANK(Калькулятор!$E$11),100000,Калькулятор!$E$11)),Калькулятор!$C$11&Калькулятор!$E$11=\"\"),1,0))=7,1,0)","v":1},{"$f":"SUM(AQ$2:AQ188)","v":187},{"$f":"IF(Калькулятор!$F$8<>70,ROUND(INDEX($C$6:$V$17,MATCH(AM188,$B$6:$B$17,0),MATCH(AK188&AL188,$C$2:$V$2,0))*(Калькулятор!$F$8/70)^справочно!$Y$2,0),ROUND(INDEX($C$6:$V$17,MATCH(AM188,$B$6:$B$17,0),MATCH(AK188&AL188,$C$2:$V$2,0)),0))","v":2378},"ЗО",{"$f":"3.6*AV188/(4.19*(Калькулятор!$C$8-Калькулятор!$D$8))","v":204.3322195704057},{"$f":"IF(Калькулятор!$F$8<>70,INDEX($C$6:$V$17,MATCH(AM188,$B$6:$B$17,0),MATCH(AK188&AL188,$C$2:$V$2,0))*(Калькулятор!$F$8/70)^справочно!$Y$2,INDEX($C$6:$V$17,MATCH(AM188,$B$6:$B$17,0),MATCH(AK188&AL188,$C$2:$V$2,0)))","v":2378.2000000000003}]
[null,null,null,null,null,null,null,null,null,null,null,null,null,null,null,null,null,null,null,null,null,null,null,null,null,null,"Конвектор внутрипольный Royal Thermo ATRIUM-150/400/2200-DG-U-NA","НС-1477530","RT-A-150/400/2200-DG-U-NA",3,5,9,13,18,21,23,150,400,2200,"DG","U","NA",{"$f":"IF((IFERROR(IF(VLOOKUP(AK189,X:Y,2,0)=TRUE,1,0),0)+IFERROR(IF(VLOOKUP(AL189,X:Y,2,0)=TRUE,1,0),0)+IFERROR(IF(VLOOKUP(AN189,X:Y,2,0)=TRUE,1,0),0)+IFERROR(IF(VLOOKUP(AO189,X:Y,2,0)=TRUE,1,0),0)+IFERROR(IF(VLOOKUP(AP189,X:Y,2,0)=TRUE,1,0),0)+IF(AND(AM189>=Калькулятор!$C$14,AM189<=Калькулятор!$E$14),1,0)+IF(OR(AND(AS189>=Калькулятор!$C$11,AS189<=IF(ISBLANK(Калькулятор!$E$11),100000,Калькулятор!$E$11)),Калькулятор!$C$11&Калькулятор!$E$11=\"\"),1,0))=7,1,0)","v":1},{"$f":"SUM(AQ$2:AQ189)","v":188},{"$f":"IF(Калькулятор!$F$8<>70,ROUND(INDEX($C$6:$V$17,MATCH(AM189,$B$6:$B$17,0),MATCH(AK189&AL189,$C$2:$V$2,0))*(Калькулятор!$F$8/70)^справочно!$Y$2,0),ROUND(INDEX($C$6:$V$17,MATCH(AM189,$B$6:$B$17,0),MATCH(AK189&AL189,$C$2:$V$2,0)),0))","v":2635},"ЗО",{"$f":"3.6*AV189/(4.19*(Калькулятор!$C$8-Калькулятор!$D$8))","v":226.35322195704055},{"$f":"IF(Калькулятор!$F$8<>70,INDEX($C$6:$V$17,MATCH(AM189,$B$6:$B$17,0),MATCH(AK189&AL189,$C$2:$V$2,0))*(Калькулятор!$F$8/70)^справочно!$Y$2,INDEX($C$6:$V$17,MATCH(AM189,$B$6:$B$17,0),MATCH(AK189&AL189,$C$2:$V$2,0)))","v":2634.5}]
[null,null,null,null,null,null,null,null,null,null,null,null,null,null,null,null,null,null,null,null,null,null,null,null,null,null,"Конвектор внутрипольный Royal Thermo ATRIUM-150/400/2400-DG-U-NA","НС-1477531","RT-A-150/400/2400-DG-U-NA",3,5,9,13,18,21,23,150,400,2400,"DG","U","NA",{"$f":"IF((IFERROR(IF(VLOOKUP(AK190,X:Y,2,0)=TRUE,1,0),0)+IFERROR(IF(VLOOKUP(AL190,X:Y,2,0)=TRUE,1,0),0)+IFERROR(IF(VLOOKUP(AN190,X:Y,2,0)=TRUE,1,0),0)+IFERROR(IF(VLOOKUP(AO190,X:Y,2,0)=TRUE,1,0),0)+IFERROR(IF(VLOOKUP(AP190,X:Y,2,0)=TRUE,1,0),0)+IF(AND(AM190>=Калькулятор!$C$14,AM190<=Калькулятор!$E$14),1,0)+IF(OR(AND(AS190>=Калькулятор!$C$11,AS190<=IF(ISBLANK(Калькулятор!$E$11),100000,Калькулятор!$E$11)),Калькулятор!$C$11&Калькулятор!$E$11=\"\"),1,0))=7,1,0)","v":1},{"$f":"SUM(AQ$2:AQ190)","v":189},{"$f":"IF(Калькулятор!$F$8<>70,ROUND(INDEX($C$6:$V$17,MATCH(AM190,$B$6:$B$17,0),MATCH(AK190&AL190,$C$2:$V$2,0))*(Калькулятор!$F$8/70)^справочно!$Y$2,0),ROUND(INDEX($C$6:$V$17,MATCH(AM190,$B$6:$B$17,0),MATCH(AK190&AL190,$C$2:$V$2,0)),0))","v":2889},"ЗО",{"$f":"3.6*AV190/(4.19*(Калькулятор!$C$8-Калькулятор!$D$8))","v":248.18520286396179},{"$f":"IF(Калькулятор!$F$8<>70,INDEX($C$6:$V$17,MATCH(AM190,$B$6:$B$17,0),MATCH(AK190&AL190,$C$2:$V$2,0))*(Калькулятор!$F$8/70)^справочно!$Y$2,INDEX($C$6:$V$17,MATCH(AM190,$B$6:$B$17,0),MATCH(AK190&AL190,$C$2:$V$2,0)))","v":2888.6000000000004}]
[null,null,null,null,null,null,null,null,null,null,null,null,null,null,null,null,null,null,null,null,null,null,null,null,null,null,"Конвектор внутрипольный Royal Thermo ATRIUM-150/400/2600-DG-U-NA","НС-1477532","RT-A-150/400/2600-DG-U-NA",3,5,9,13,18,21,23,150,400,2600,"DG","U","NA",{"$f":"IF((IFERROR(IF(VLOOKUP(AK191,X:Y,2,0)=TRUE,1,0),0)+IFERROR(IF(VLOOKUP(AL191,X:Y,2,0)=TRUE,1,0),0)+IFERROR(IF(VLOOKUP(AN191,X:Y,2,0)=TRUE,1,0),0)+IFERROR(IF(VLOOKUP(AO191,X:Y,2,0)=TRUE,1,0),0)+IFERROR(IF(VLOOKUP(AP191,X:Y,2,0)=TRUE,1,0),0)+IF(AND(AM191>=Калькулятор!$C$14,AM191<=Калькулятор!$E$14),1,0)+IF(OR(AND(AS191>=Калькулятор!$C$11,AS191<=IF(ISBLANK(Калькулятор!$E$11),100000,Калькулятор!$E$11)),Калькулятор!$C$11&Калькулятор!$E$11=\"\"),1,0))=7,1,0)","v":1},{"$f":"SUM(AQ$2:AQ191)","v":190},{"$f":"IF(Калькулятор!$F$8<>70,ROUND(INDEX($C$6:$V$17,MATCH(AM191,$B$6:$B$17,0),MATCH(AK191&AL191,$C$2:$V$2,0))*(Калькулятор!$F$8/70)^справочно!$Y$2,0),ROUND(INDEX($C$6:$V$17,MATCH(AM191,$B$6:$B$17,0),MATCH(AK191&AL191,$C$2:$V$2,0)),0))","v":3143},"ЗО",{"$f":"3.6*AV191/(4.19*(Калькулятор!$C$8-Калькулятор!$D$8))","v":270.01718377088304},{"$f":"IF(Калькулятор!$F$8<>70,INDEX($C$6:$V$17,MATCH(AM191,$B$6:$B$17,0),MATCH(AK191&AL191,$C$2:$V$2,0))*(Калькулятор!$F$8/70)^справочно!$Y$2,INDEX($C$6:$V$17,MATCH(AM191,$B$6:$B$17,0),MATCH(AK191&AL191,$C$2:$V$2,0)))","v":3142.7000000000003}]
[null,null,null,null,null,null,null,null,null,null,null,null,null,null,null,null,null,null,null,null,null,null,null,null,null,null,"Конвектор внутрипольный Royal Thermo ATRIUM-150/400/2800-DG-U-NA","НС-1477533","RT-A-150/400/2800-DG-U-NA",3,5,9,13,18,21,23,150,400,2800,"DG","U","NA",{"$f":"IF((IFERROR(IF(VLOOKUP(AK192,X:Y,2,0)=TRUE,1,0),0)+IFERROR(IF(VLOOKUP(AL192,X:Y,2,0)=TRUE,1,0),0)+IFERROR(IF(VLOOKUP(AN192,X:Y,2,0)=TRUE,1,0),0)+IFERROR(IF(VLOOKUP(AO192,X:Y,2,0)=TRUE,1,0),0)+IFERROR(IF(VLOOKUP(AP192,X:Y,2,0)=TRUE,1,0),0)+IF(AND(AM192>=Калькулятор!$C$14,AM192<=Калькулятор!$E$14),1,0)+IF(OR(AND(AS192>=Калькулятор!$C$11,AS192<=IF(ISBLANK(Калькулятор!$E$11),100000,Калькулятор!$E$11)),Калькулятор!$C$11&Калькулятор!$E$11=\"\"),1,0))=7,1,0)","v":1},{"$f":"SUM(AQ$2:AQ192)","v":191},{"$f":"IF(Калькулятор!$F$8<>70,ROUND(INDEX($C$6:$V$17,MATCH(AM192,$B$6:$B$17,0),MATCH(AK192&AL192,$C$2:$V$2,0))*(Калькулятор!$F$8/70)^справочно!$Y$2,0),ROUND(INDEX($C$6:$V$17,MATCH(AM192,$B$6:$B$17,0),MATCH(AK192&AL192,$C$2:$V$2,0)),0))","v":3399},"ЗО",{"$f":"3.6*AV192/(4.19*(Калькулятор!$C$8-Калькулятор!$D$8))","v":292.03818615751788},{"$f":"IF(Калькулятор!$F$8<>70,INDEX($C$6:$V$17,MATCH(AM192,$B$6:$B$17,0),MATCH(AK192&AL192,$C$2:$V$2,0))*(Калькулятор!$F$8/70)^справочно!$Y$2,INDEX($C$6:$V$17,MATCH(AM192,$B$6:$B$17,0),MATCH(AK192&AL192,$C$2:$V$2,0)))","v":3399.0000000000005}]
[null,null,null,null,null,null,null,null,null,null,null,null,null,null,null,null,null,null,null,null,null,null,null,null,null,null,"Конвектор внутрипольный Royal Thermo ATRIUM-150/400/3000-DG-U-NA","НС-1477522","RT-A-150/400/3000-DG-U-NA",3,5,9,13,18,21,23,150,400,3000,"DG","U","NA",{"$f":"IF((IFERROR(IF(VLOOKUP(AK193,X:Y,2,0)=TRUE,1,0),0)+IFERROR(IF(VLOOKUP(AL193,X:Y,2,0)=TRUE,1,0),0)+IFERROR(IF(VLOOKUP(AN193,X:Y,2,0)=TRUE,1,0),0)+IFERROR(IF(VLOOKUP(AO193,X:Y,2,0)=TRUE,1,0),0)+IFERROR(IF(VLOOKUP(AP193,X:Y,2,0)=TRUE,1,0),0)+IF(AND(AM193>=Калькулятор!$C$14,AM193<=Калькулятор!$E$14),1,0)+IF(OR(AND(AS193>=Калькулятор!$C$11,AS193<=IF(ISBLANK(Калькулятор!$E$11),100000,Калькулятор!$E$11)),Калькулятор!$C$11&Калькулятор!$E$11=\"\"),1,0))=7,1,0)","v":1},{"$f":"SUM(AQ$2:AQ193)","v":192},{"$f":"IF(Калькулятор!$F$8<>70,ROUND(INDEX($C$6:$V$17,MATCH(AM193,$B$6:$B$17,0),MATCH(AK193&AL193,$C$2:$V$2,0))*(Калькулятор!$F$8/70)^справочно!$Y$2,0),ROUND(INDEX($C$6:$V$17,MATCH(AM193,$B$6:$B$17,0),MATCH(AK193&AL193,$C$2:$V$2,0)),0))","v":3653},"ЗО",{"$f":"3.6*AV193/(4.19*(Калькулятор!$C$8-Калькулятор!$D$8))","v":313.87016706443916},{"$f":"IF(Калькулятор!$F$8<>70,INDEX($C$6:$V$17,MATCH(AM193,$B$6:$B$17,0),MATCH(AK193&AL193,$C$2:$V$2,0))*(Калькулятор!$F$8/70)^справочно!$Y$2,INDEX($C$6:$V$17,MATCH(AM193,$B$6:$B$17,0),MATCH(AK193&AL193,$C$2:$V$2,0)))","v":3653.1000000000004}]
[null,null,null,null,null,null,null,null,null,null,null,null,null,null,null,null,null,null,null,null,null,null,null,null,null,null,"Конвектор внутрипольный Royal Thermo ATRIUM-190/200/800-DG-U-NA","НС-1477569","RT-A-190/200/800-DG-U-NA",{"$f":"SEARCH(\"-\",AC194)","v":3},{"$f":"SEARCH(\"-\",AC194,AD194+1)","v":5},{"$f":"SEARCH(\"/\",AC194)","v":9},{"$f":"SEARCH(\"/\",AC194,AF194+1)","v":13},{"$f":"SEARCH(\"-\",AC194,AE194+1)","v":17},{"$f":"SEARCH(\"-\",AC194,AH194+1)","v":20},{"$f":"SEARCH(\"-\",AC194,AI194+1)","v":22},{"$f":"MID($AC194,AE194+1,AF194-AE194-1)*1","v":190},{"$f":"MID($AC194,AF194+1,AG194-AF194-1)*1","v":200},{"$f":"MID($AC194,AG194+1,AH194-AG194-1)*1","v":800},{"$f":"MID($AC194,AH194+1,AI194-AH194-1)","v":"DG"},{"$f":"MID($AC194,AI194+1,AJ194-AI194-1)","v":"U"},{"$f":"MID($AC194,AI194+3,LEN(AC194)-AI194-1)","v":"NA"},{"$f":"IF((IFERROR(IF(VLOOKUP(AK194,X:Y,2,0)=TRUE,1,0),0)+IFERROR(IF(VLOOKUP(AL194,X:Y,2,0)=TRUE,1,0),0)+IFERROR(IF(VLOOKUP(AN194,X:Y,2,0)=TRUE,1,0),0)+IFERROR(IF(VLOOKUP(AO194,X:Y,2,0)=TRUE,1,0),0)+IFERROR(IF(VLOOKUP(AP194,X:Y,2,0)=TRUE,1,0),0)+IF(AND(AM194>=Калькулятор!$C$14,AM194<=Калькулятор!$E$14),1,0)+IF(OR(AND(AS194>=Калькулятор!$C$11,AS194<=IF(ISBLANK(Калькулятор!$E$11),100000,Калькулятор!$E$11)),Калькулятор!$C$11&Калькулятор!$E$11=\"\"),1,0))=7,1,0)","v":1},{"$f":"SUM(AQ$2:AQ194)","v":193},{"$f":"IF(Калькулятор!$F$8<>70,ROUND(INDEX($C$6:$V$17,MATCH(AM194,$B$6:$B$17,0),MATCH(AK194&AL194,$C$2:$V$2,0))*(Калькулятор!$F$8/70)^справочно!$Y$2,0),ROUND(INDEX($C$6:$V$17,MATCH(AM194,$B$6:$B$17,0),MATCH(AK194&AL194,$C$2:$V$2,0)),0))","v":446},"ЗО",{"$f":"3.6*AV194/(4.19*(Калькулятор!$C$8-Калькулятор!$D$8))","v":38.336992840095462},{"$f":"IF(Калькулятор!$F$8<>70,INDEX($C$6:$V$17,MATCH(AM194,$B$6:$B$17,0),MATCH(AK194&AL194,$C$2:$V$2,0))*(Калькулятор!$F$8/70)^справочно!$Y$2,INDEX($C$6:$V$17,MATCH(AM194,$B$6:$B$17,0),MATCH(AK194&AL194,$C$2:$V$2,0)))","v":446.2}]
[null,null,null,null,null,null,null,null,null,null,null,null,null,null,null,null,null,null,null,null,null,null,null,null,null,null,"Конвектор внутрипольный Royal Thermo ATRIUM-190/200/1000-DG-U-NA","НС-1477536","RT-A-190/200/1000-DG-U-NA",3,5,9,13,18,21,23,190,200,1000,"DG","U","NA",{"$f":"IF((IFERROR(IF(VLOOKUP(AK195,X:Y,2,0)=TRUE,1,0),0)+IFERROR(IF(VLOOKUP(AL195,X:Y,2,0)=TRUE,1,0),0)+IFERROR(IF(VLOOKUP(AN195,X:Y,2,0)=TRUE,1,0),0)+IFERROR(IF(VLOOKUP(AO195,X:Y,2,0)=TRUE,1,0),0)+IFERROR(IF(VLOOKUP(AP195,X:Y,2,0)=TRUE,1,0),0)+IF(AND(AM195>=Калькулятор!$C$14,AM195<=Калькулятор!$E$14),1,0)+IF(OR(AND(AS195>=Калькулятор!$C$11,AS195<=IF(ISBLANK(Калькулятор!$E$11),100000,Калькулятор!$E$11)),Калькулятор!$C$11&Калькулятор!$E$11=\"\"),1,0))=7,1,0)","v":1},{"$f":"SUM(AQ$2:AQ195)","v":194},{"$f":"IF(Калькулятор!$F$8<>70,ROUND(INDEX($C$6:$V$17,MATCH(AM195,$B$6:$B$17,0),MATCH(AK195&AL195,$C$2:$V$2,0))*(Калькулятор!$F$8/70)^справочно!$Y$2,0),ROUND(INDEX($C$6:$V$17,MATCH(AM195,$B$6:$B$17,0),MATCH(AK195&AL195,$C$2:$V$2,0)),0))","v":616},"ЗО",{"$f":"3.6*AV195/(4.19*(Калькулятор!$C$8-Калькулятор!$D$8))","v":52.960381861575172},{"$f":"IF(Калькулятор!$F$8<>70,INDEX($C$6:$V$17,MATCH(AM195,$B$6:$B$17,0),MATCH(AK195&AL195,$C$2:$V$2,0))*(Калькулятор!$F$8/70)^справочно!$Y$2,INDEX($C$6:$V$17,MATCH(AM195,$B$6:$B$17,0),MATCH(AK195&AL195,$C$2:$V$2,0)))","v":616.4}]
[null,null,null,null,null,null,null,null,null,null,null,null,null,null,null,null,null,null,null,null,null,null,null,null,null,null,"Конвектор внутрипольный Royal Thermo ATRIUM-190/200/1200-DG-U-NA","НС-1477539","RT-A-190/200/1200-DG-U-NA",3,5,9,13,18,21,23,190,200,1200,"DG","U","NA",{"$f":"IF((IFERROR(IF(VLOOKUP(AK196,X:Y,2,0)=TRUE,1,0),0)+IFERROR(IF(VLOOKUP(AL196,X:Y,2,0)=TRUE,1,0),0)+IFERROR(IF(VLOOKUP(AN196,X:Y,2,0)=TRUE,1,0),0)+IFERROR(IF(VLOOKUP(AO196,X:Y,2,0)=TRUE,1,0),0)+IFERROR(IF(VLOOKUP(AP196,X:Y,2,0)=TRUE,1,0),0)+IF(AND(AM196>=Калькулятор!$C$14,AM196<=Калькулятор!$E$14),1,0)+IF(OR(AND(AS196>=Калькулятор!$C$11,AS196<=IF(ISBLANK(Калькулятор!$E$11),100000,Калькулятор!$E$11)),Калькулятор!$C$11&Калькулятор!$E$11=\"\"),1,0))=7,1,0)","v":1},{"$f":"SUM(AQ$2:AQ196)","v":195},{"$f":"IF(Калькулятор!$F$8<>70,ROUND(INDEX($C$6:$V$17,MATCH(AM196,$B$6:$B$17,0),MATCH(AK196&AL196,$C$2:$V$2,0))*(Калькулятор!$F$8/70)^справочно!$Y$2,0),ROUND(INDEX($C$6:$V$17,MATCH(AM196,$B$6:$B$17,0),MATCH(AK196&AL196,$C$2:$V$2,0)),0))","v":784},"ЗО",{"$f":"3.6*AV196/(4.19*(Калькулятор!$C$8-Калькулятор!$D$8))","v":67.386157517899747},{"$f":"IF(Калькулятор!$F$8<>70,INDEX($C$6:$V$17,MATCH(AM196,$B$6:$B$17,0),MATCH(AK196&AL196,$C$2:$V$2,0))*(Калькулятор!$F$8/70)^справочно!$Y$2,INDEX($C$6:$V$17,MATCH(AM196,$B$6:$B$17,0),MATCH(AK196&AL196,$C$2:$V$2,0)))","v":784.3}]
[null,null,null,null,null,null,null,null,null,null,null,null,null,null,null,null,null,null,null,null,null,null,null,null,null,null,"Конвектор внутрипольный Royal Thermo ATRIUM-190/200/1400-DG-U-NA","НС-1477542","RT-A-190/200/1400-DG-U-NA",3,5,9,13,18,21,23,190,200,1400,"DG","U","NA",{"$f":"IF((IFERROR(IF(VLOOKUP(AK197,X:Y,2,0)=TRUE,1,0),0)+IFERROR(IF(VLOOKUP(AL197,X:Y,2,0)=TRUE,1,0),0)+IFERROR(IF(VLOOKUP(AN197,X:Y,2,0)=TRUE,1,0),0)+IFERROR(IF(VLOOKUP(AO197,X:Y,2,0)=TRUE,1,0),0)+IFERROR(IF(VLOOKUP(AP197,X:Y,2,0)=TRUE,1,0),0)+IF(AND(AM197>=Калькулятор!$C$14,AM197<=Калькулятор!$E$14),1,0)+IF(OR(AND(AS197>=Калькулятор!$C$11,AS197<=IF(ISBLANK(Калькулятор!$E$11),100000,Калькулятор!$E$11)),Калькулятор!$C$11&Калькулятор!$E$11=\"\"),1,0))=7,1,0)","v":1},{"$f":"SUM(AQ$2:AQ197)","v":196},{"$f":"IF(Калькулятор!$F$8<>70,ROUND(INDEX($C$6:$V$17,MATCH(AM197,$B$6:$B$17,0),MATCH(AK197&AL197,$C$2:$V$2,0))*(Калькулятор!$F$8/70)^справочно!$Y$2,0),ROUND(INDEX($C$6:$V$17,MATCH(AM197,$B$6:$B$17,0),MATCH(AK197&AL197,$C$2:$V$2,0)),0))","v":953},"ЗО",{"$f":"3.6*AV197/(4.19*(Калькулятор!$C$8-Калькулятор!$D$8))","v":81.910739856801897},{"$f":"IF(Калькулятор!$F$8<>70,INDEX($C$6:$V$17,MATCH(AM197,$B$6:$B$17,0),MATCH(AK197&AL197,$C$2:$V$2,0))*(Калькулятор!$F$8/70)^справочно!$Y$2,INDEX($C$6:$V$17,MATCH(AM197,$B$6:$B$17,0),MATCH(AK197&AL197,$C$2:$V$2,0)))","v":953.34999999999991}]
[null,null,null,null,null,null,null,null,null,null,null,null,null,null,null,null,null,null,null,null,null,null,null,null,null,null,"Конвектор внутрипольный Royal Thermo ATRIUM-190/200/1600-DG-U-NA","НС-1477545","RT-A-190/200/1600-DG-U-NA",3,5,9,13,18,21,23,190,200,1600,"DG","U","NA",{"$f":"IF((IFERROR(IF(VLOOKUP(AK198,X:Y,2,0)=TRUE,1,0),0)+IFERROR(IF(VLOOKUP(AL198,X:Y,2,0)=TRUE,1,0),0)+IFERROR(IF(VLOOKUP(AN198,X:Y,2,0)=TRUE,1,0),0)+IFERROR(IF(VLOOKUP(AO198,X:Y,2,0)=TRUE,1,0),0)+IFERROR(IF(VLOOKUP(AP198,X:Y,2,0)=TRUE,1,0),0)+IF(AND(AM198>=Калькулятор!$C$14,AM198<=Калькулятор!$E$14),1,0)+IF(OR(AND(AS198>=Калькулятор!$C$11,AS198<=IF(ISBLANK(Калькулятор!$E$11),100000,Калькулятор!$E$11)),Калькулятор!$C$11&Калькулятор!$E$11=\"\"),1,0))=7,1,0)","v":1},{"$f":"SUM(AQ$2:AQ198)","v":197},{"$f":"IF(Калькулятор!$F$8<>70,ROUND(INDEX($C$6:$V$17,MATCH(AM198,$B$6:$B$17,0),MATCH(AK198&AL198,$C$2:$V$2,0))*(Калькулятор!$F$8/70)^справочно!$Y$2,0),ROUND(INDEX($C$6:$V$17,MATCH(AM198,$B$6:$B$17,0),MATCH(AK198&AL198,$C$2:$V$2,0)),0))","v":1124},"ЗО",{"$f":"3.6*AV198/(4.19*(Калькулятор!$C$8-Калькулятор!$D$8))","v":96.534128878281606},{"$f":"IF(Калькулятор!$F$8<>70,INDEX($C$6:$V$17,MATCH(AM198,$B$6:$B$17,0),MATCH(AK198&AL198,$C$2:$V$2,0))*(Калькулятор!$F$8/70)^справочно!$Y$2,INDEX($C$6:$V$17,MATCH(AM198,$B$6:$B$17,0),MATCH(AK198&AL198,$C$2:$V$2,0)))","v":1123.55}]
[null,null,null,null,null,null,null,null,null,null,null,null,null,null,null,null,null,null,null,null,null,null,null,null,null,null,"Конвектор внутрипольный Royal Thermo ATRIUM-190/200/1800-DG-U-NA","НС-1477548","RT-A-190/200/1800-DG-U-NA",3,5,9,13,18,21,23,190,200,1800,"DG","U","NA",{"$f":"IF((IFERROR(IF(VLOOKUP(AK199,X:Y,2,0)=TRUE,1,0),0)+IFERROR(IF(VLOOKUP(AL199,X:Y,2,0)=TRUE,1,0),0)+IFERROR(IF(VLOOKUP(AN199,X:Y,2,0)=TRUE,1,0),0)+IFERROR(IF(VLOOKUP(AO199,X:Y,2,0)=TRUE,1,0),0)+IFERROR(IF(VLOOKUP(AP199,X:Y,2,0)=TRUE,1,0),0)+IF(AND(AM199>=Калькулятор!$C$14,AM199<=Калькулятор!$E$14),1,0)+IF(OR(AND(AS199>=Калькулятор!$C$11,AS199<=IF(ISBLANK(Калькулятор!$E$11),100000,Калькулятор!$E$11)),Калькулятор!$C$11&Калькулятор!$E$11=\"\"),1,0))=7,1,0)","v":1},{"$f":"SUM(AQ$2:AQ199)","v":198},{"$f":"IF(Калькулятор!$F$8<>70,ROUND(INDEX($C$6:$V$17,MATCH(AM199,$B$6:$B$17,0),MATCH(AK199&AL199,$C$2:$V$2,0))*(Калькулятор!$F$8/70)^справочно!$Y$2,0),ROUND(INDEX($C$6:$V$17,MATCH(AM199,$B$6:$B$17,0),MATCH(AK199&AL199,$C$2:$V$2,0)),0))","v":1291},"ЗО",{"$f":"3.6*AV199/(4.19*(Калькулятор!$C$8-Калькулятор!$D$8))","v":110.95990453460618},{"$f":"IF(Калькулятор!$F$8<>70,INDEX($C$6:$V$17,MATCH(AM199,$B$6:$B$17,0),MATCH(AK199&AL199,$C$2:$V$2,0))*(Калькулятор!$F$8/70)^справочно!$Y$2,INDEX($C$6:$V$17,MATCH(AM199,$B$6:$B$17,0),MATCH(AK199&AL199,$C$2:$V$2,0)))","v":1291.4499999999998}]
[null,null,null,null,null,null,null,null,null,null,null,null,null,null,null,null,null,null,null,null,null,null,null,null,null,null,"Конвектор внутрипольный Royal Thermo ATRIUM-190/200/2000-DG-U-NA","НС-1477551","RT-A-190/200/2000-DG-U-NA",3,5,9,13,18,21,23,190,200,2000,"DG","U","NA",{"$f":"IF((IFERROR(IF(VLOOKUP(AK200,X:Y,2,0)=TRUE,1,0),0)+IFERROR(IF(VLOOKUP(AL200,X:Y,2,0)=TRUE,1,0),0)+IFERROR(IF(VLOOKUP(AN200,X:Y,2,0)=TRUE,1,0),0)+IFERROR(IF(VLOOKUP(AO200,X:Y,2,0)=TRUE,1,0),0)+IFERROR(IF(VLOOKUP(AP200,X:Y,2,0)=TRUE,1,0),0)+IF(AND(AM200>=Калькулятор!$C$14,AM200<=Калькулятор!$E$14),1,0)+IF(OR(AND(AS200>=Калькулятор!$C$11,AS200<=IF(ISBLANK(Калькулятор!$E$11),100000,Калькулятор!$E$11)),Калькулятор!$C$11&Калькулятор!$E$11=\"\"),1,0))=7,1,0)","v":1},{"$f":"SUM(AQ$2:AQ200)","v":199},{"$f":"IF(Калькулятор!$F$8<>70,ROUND(INDEX($C$6:$V$17,MATCH(AM200,$B$6:$B$17,0),MATCH(AK200&AL200,$C$2:$V$2,0))*(Калькулятор!$F$8/70)^справочно!$Y$2,0),ROUND(INDEX($C$6:$V$17,MATCH(AM200,$B$6:$B$17,0),MATCH(AK200&AL200,$C$2:$V$2,0)),0))","v":1461},"ЗО",{"$f":"3.6*AV200/(4.19*(Калькулятор!$C$8-Калькулятор!$D$8))","v":125.48448687350835},{"$f":"IF(Калькулятор!$F$8<>70,INDEX($C$6:$V$17,MATCH(AM200,$B$6:$B$17,0),MATCH(AK200&AL200,$C$2:$V$2,0))*(Калькулятор!$F$8/70)^справочно!$Y$2,INDEX($C$6:$V$17,MATCH(AM200,$B$6:$B$17,0),MATCH(AK200&AL200,$C$2:$V$2,0)))","v":1460.5}]
[null,null,null,null,null,null,null,null,null,null,null,null,null,null,null,null,null,null,null,null,null,null,null,null,null,null,"Конвектор внутрипольный Royal Thermo ATRIUM-190/200/2200-DG-U-NA","НС-1477554","RT-A-190/200/2200-DG-U-NA",3,5,9,13,18,21,23,190,200,2200,"DG","U","NA",{"$f":"IF((IFERROR(IF(VLOOKUP(AK201,X:Y,2,0)=TRUE,1,0),0)+IFERROR(IF(VLOOKUP(AL201,X:Y,2,0)=TRUE,1,0),0)+IFERROR(IF(VLOOKUP(AN201,X:Y,2,0)=TRUE,1,0),0)+IFERROR(IF(VLOOKUP(AO201,X:Y,2,0)=TRUE,1,0),0)+IFERROR(IF(VLOOKUP(AP201,X:Y,2,0)=TRUE,1,0),0)+IF(AND(AM201>=Калькулятор!$C$14,AM201<=Калькулятор!$E$14),1,0)+IF(OR(AND(AS201>=Калькулятор!$C$11,AS201<=IF(ISBLANK(Калькулятор!$E$11),100000,Калькулятор!$E$11)),Калькулятор!$C$11&Калькулятор!$E$11=\"\"),1,0))=7,1,0)","v":1},{"$f":"SUM(AQ$2:AQ201)","v":200},{"$f":"IF(Калькулятор!$F$8<>70,ROUND(INDEX($C$6:$V$17,MATCH(AM201,$B$6:$B$17,0),MATCH(AK201&AL201,$C$2:$V$2,0))*(Калькулятор!$F$8/70)^справочно!$Y$2,0),ROUND(INDEX($C$6:$V$17,MATCH(AM201,$B$6:$B$17,0),MATCH(AK201&AL201,$C$2:$V$2,0)),0))","v":1631},"ЗО",{"$f":"3.6*AV201/(4.19*(Калькулятор!$C$8-Калькулятор!$D$8))","v":140.10787589498804},{"$f":"IF(Калькулятор!$F$8<>70,INDEX($C$6:$V$17,MATCH(AM201,$B$6:$B$17,0),MATCH(AK201&AL201,$C$2:$V$2,0))*(Калькулятор!$F$8/70)^справочно!$Y$2,INDEX($C$6:$V$17,MATCH(AM201,$B$6:$B$17,0),MATCH(AK201&AL201,$C$2:$V$2,0)))","v":1630.6999999999998}]
[null,null,null,null,null,null,null,null,null,null,null,null,null,null,null,null,null,null,null,null,null,null,null,null,null,null,"Конвектор внутрипольный Royal Thermo ATRIUM-190/200/2400-DG-U-NA","НС-1477557","RT-A-190/200/2400-DG-U-NA",3,5,9,13,18,21,23,190,200,2400,"DG","U","NA",{"$f":"IF((IFERROR(IF(VLOOKUP(AK202,X:Y,2,0)=TRUE,1,0),0)+IFERROR(IF(VLOOKUP(AL202,X:Y,2,0)=TRUE,1,0),0)+IFERROR(IF(VLOOKUP(AN202,X:Y,2,0)=TRUE,1,0),0)+IFERROR(IF(VLOOKUP(AO202,X:Y,2,0)=TRUE,1,0),0)+IFERROR(IF(VLOOKUP(AP202,X:Y,2,0)=TRUE,1,0),0)+IF(AND(AM202>=Калькулятор!$C$14,AM202<=Калькулятор!$E$14),1,0)+IF(OR(AND(AS202>=Калькулятор!$C$11,AS202<=IF(ISBLANK(Калькулятор!$E$11),100000,Калькулятор!$E$11)),Калькулятор!$C$11&Калькулятор!$E$11=\"\"),1,0))=7,1,0)","v":1},{"$f":"SUM(AQ$2:AQ202)","v":201},{"$f":"IF(Калькулятор!$F$8<>70,ROUND(INDEX($C$6:$V$17,MATCH(AM202,$B$6:$B$17,0),MATCH(AK202&AL202,$C$2:$V$2,0))*(Калькулятор!$F$8/70)^справочно!$Y$2,0),ROUND(INDEX($C$6:$V$17,MATCH(AM202,$B$6:$B$17,0),MATCH(AK202&AL202,$C$2:$V$2,0)),0))","v":1799},"ЗО",{"$f":"3.6*AV202/(4.19*(Калькулятор!$C$8-Калькулятор!$D$8))","v":154.53365155131263},{"$f":"IF(Калькулятор!$F$8<>70,INDEX($C$6:$V$17,MATCH(AM202,$B$6:$B$17,0),MATCH(AK202&AL202,$C$2:$V$2,0))*(Калькулятор!$F$8/70)^справочно!$Y$2,INDEX($C$6:$V$17,MATCH(AM202,$B$6:$B$17,0),MATCH(AK202&AL202,$C$2:$V$2,0)))","v":1798.6}]
[null,null,null,null,null,null,null,null,null,null,null,null,null,null,null,null,null,null,null,null,null,null,null,null,null,null,"Конвектор внутрипольный Royal Thermo ATRIUM-190/200/2600-DG-U-NA","НС-1477560","RT-A-190/200/2600-DG-U-NA",3,5,9,13,18,21,23,190,200,2600,"DG","U","NA",{"$f":"IF((IFERROR(IF(VLOOKUP(AK203,X:Y,2,0)=TRUE,1,0),0)+IFERROR(IF(VLOOKUP(AL203,X:Y,2,0)=TRUE,1,0),0)+IFERROR(IF(VLOOKUP(AN203,X:Y,2,0)=TRUE,1,0),0)+IFERROR(IF(VLOOKUP(AO203,X:Y,2,0)=TRUE,1,0),0)+IFERROR(IF(VLOOKUP(AP203,X:Y,2,0)=TRUE,1,0),0)+IF(AND(AM203>=Калькулятор!$C$14,AM203<=Калькулятор!$E$14),1,0)+IF(OR(AND(AS203>=Калькулятор!$C$11,AS203<=IF(ISBLANK(Калькулятор!$E$11),100000,Калькулятор!$E$11)),Калькулятор!$C$11&Калькулятор!$E$11=\"\"),1,0))=7,1,0)","v":1},{"$f":"SUM(AQ$2:AQ203)","v":202},{"$f":"IF(Калькулятор!$F$8<>70,ROUND(INDEX($C$6:$V$17,MATCH(AM203,$B$6:$B$17,0),MATCH(AK203&AL203,$C$2:$V$2,0))*(Калькулятор!$F$8/70)^справочно!$Y$2,0),ROUND(INDEX($C$6:$V$17,MATCH(AM203,$B$6:$B$17,0),MATCH(AK203&AL203,$C$2:$V$2,0)),0))","v":1968},"ЗО",{"$f":"3.6*AV203/(4.19*(Калькулятор!$C$8-Калькулятор!$D$8))","v":169.05823389021478},{"$f":"IF(Калькулятор!$F$8<>70,INDEX($C$6:$V$17,MATCH(AM203,$B$6:$B$17,0),MATCH(AK203&AL203,$C$2:$V$2,0))*(Калькулятор!$F$8/70)^справочно!$Y$2,INDEX($C$6:$V$17,MATCH(AM203,$B$6:$B$17,0),MATCH(AK203&AL203,$C$2:$V$2,0)))","v":1967.6499999999999}]
[null,null,null,null,null,null,null,null,null,null,null,null,null,null,null,null,null,null,null,null,null,null,null,null,null,null,"Конвектор внутрипольный Royal Thermo ATRIUM-190/200/2800-DG-U-NA","НС-1477563","RT-A-190/200/2800-DG-U-NA",3,5,9,13,18,21,23,190,200,2800,"DG","U","NA",{"$f":"IF((IFERROR(IF(VLOOKUP(AK204,X:Y,2,0)=TRUE,1,0),0)+IFERROR(IF(VLOOKUP(AL204,X:Y,2,0)=TRUE,1,0),0)+IFERROR(IF(VLOOKUP(AN204,X:Y,2,0)=TRUE,1,0),0)+IFERROR(IF(VLOOKUP(AO204,X:Y,2,0)=TRUE,1,0),0)+IFERROR(IF(VLOOKUP(AP204,X:Y,2,0)=TRUE,1,0),0)+IF(AND(AM204>=Калькулятор!$C$14,AM204<=Калькулятор!$E$14),1,0)+IF(OR(AND(AS204>=Калькулятор!$C$11,AS204<=IF(ISBLANK(Калькулятор!$E$11),100000,Калькулятор!$E$11)),Калькулятор!$C$11&Калькулятор!$E$11=\"\"),1,0))=7,1,0)","v":1},{"$f":"SUM(AQ$2:AQ204)","v":203},{"$f":"IF(Калькулятор!$F$8<>70,ROUND(INDEX($C$6:$V$17,MATCH(AM204,$B$6:$B$17,0),MATCH(AK204&AL204,$C$2:$V$2,0))*(Калькулятор!$F$8/70)^справочно!$Y$2,0),ROUND(INDEX($C$6:$V$17,MATCH(AM204,$B$6:$B$17,0),MATCH(AK204&AL204,$C$2:$V$2,0)),0))","v":2137},"ЗО",{"$f":"3.6*AV204/(4.19*(Калькулятор!$C$8-Калькулятор!$D$8))","v":183.58281622911693},{"$f":"IF(Калькулятор!$F$8<>70,INDEX($C$6:$V$17,MATCH(AM204,$B$6:$B$17,0),MATCH(AK204&AL204,$C$2:$V$2,0))*(Калькулятор!$F$8/70)^справочно!$Y$2,INDEX($C$6:$V$17,MATCH(AM204,$B$6:$B$17,0),MATCH(AK204&AL204,$C$2:$V$2,0)))","v":2136.6999999999998}]
[null,null,null,null,null,null,null,null,null,null,null,null,null,null,null,null,null,null,null,null,null,null,null,null,null,null,"Конвектор внутрипольный Royal Thermo ATRIUM-190/200/3000-DG-U-NA","НС-1477566","RT-A-190/200/3000-DG-U-NA",3,5,9,13,18,21,23,190,200,3000,"DG","U","NA",{"$f":"IF((IFERROR(IF(VLOOKUP(AK205,X:Y,2,0)=TRUE,1,0),0)+IFERROR(IF(VLOOKUP(AL205,X:Y,2,0)=TRUE,1,0),0)+IFERROR(IF(VLOOKUP(AN205,X:Y,2,0)=TRUE,1,0),0)+IFERROR(IF(VLOOKUP(AO205,X:Y,2,0)=TRUE,1,0),0)+IFERROR(IF(VLOOKUP(AP205,X:Y,2,0)=TRUE,1,0),0)+IF(AND(AM205>=Калькулятор!$C$14,AM205<=Калькулятор!$E$14),1,0)+IF(OR(AND(AS205>=Калькулятор!$C$11,AS205<=IF(ISBLANK(Калькулятор!$E$11),100000,Калькулятор!$E$11)),Калькулятор!$C$11&Калькулятор!$E$11=\"\"),1,0))=7,1,0)","v":1},{"$f":"SUM(AQ$2:AQ205)","v":204},{"$f":"IF(Калькулятор!$F$8<>70,ROUND(INDEX($C$6:$V$17,MATCH(AM205,$B$6:$B$17,0),MATCH(AK205&AL205,$C$2:$V$2,0))*(Калькулятор!$F$8/70)^справочно!$Y$2,0),ROUND(INDEX($C$6:$V$17,MATCH(AM205,$B$6:$B$17,0),MATCH(AK205&AL205,$C$2:$V$2,0)),0))","v":2306},"ЗО",{"$f":"3.6*AV205/(4.19*(Калькулятор!$C$8-Калькулятор!$D$8))","v":198.10739856801908},{"$f":"IF(Калькулятор!$F$8<>70,INDEX($C$6:$V$17,MATCH(AM205,$B$6:$B$17,0),MATCH(AK205&AL205,$C$2:$V$2,0))*(Калькулятор!$F$8/70)^справочно!$Y$2,INDEX($C$6:$V$17,MATCH(AM205,$B$6:$B$17,0),MATCH(AK205&AL205,$C$2:$V$2,0)))","v":2305.75}]
[null,null,null,null,null,null,null,null,null,null,null,null,null,null,null,null,null,null,null,null,null,null,null,null,null,null,"Конвектор внутрипольный Royal Thermo ATRIUM-190/250/800-DG-U-NA","НС-1477608","RT-A-190/250/800-DG-U-NA",3,5,9,13,17,20,22,190,250,800,"DG","U","NA",{"$f":"IF((IFERROR(IF(VLOOKUP(AK206,X:Y,2,0)=TRUE,1,0),0)+IFERROR(IF(VLOOKUP(AL206,X:Y,2,0)=TRUE,1,0),0)+IFERROR(IF(VLOOKUP(AN206,X:Y,2,0)=TRUE,1,0),0)+IFERROR(IF(VLOOKUP(AO206,X:Y,2,0)=TRUE,1,0),0)+IFERROR(IF(VLOOKUP(AP206,X:Y,2,0)=TRUE,1,0),0)+IF(AND(AM206>=Калькулятор!$C$14,AM206<=Калькулятор!$E$14),1,0)+IF(OR(AND(AS206>=Калькулятор!$C$11,AS206<=IF(ISBLANK(Калькулятор!$E$11),100000,Калькулятор!$E$11)),Калькулятор!$C$11&Калькулятор!$E$11=\"\"),1,0))=7,1,0)","v":1},{"$f":"SUM(AQ$2:AQ206)","v":205},{"$f":"IF(Калькулятор!$F$8<>70,ROUND(INDEX($C$6:$V$17,MATCH(AM206,$B$6:$B$17,0),MATCH(AK206&AL206,$C$2:$V$2,0))*(Калькулятор!$F$8/70)^справочно!$Y$2,0),ROUND(INDEX($C$6:$V$17,MATCH(AM206,$B$6:$B$17,0),MATCH(AK206&AL206,$C$2:$V$2,0)),0))","v":519},"ЗО",{"$f":"3.6*AV206/(4.19*(Калькулятор!$C$8-Калькулятор!$D$8))","v":44.561813842482088},{"$f":"IF(Калькулятор!$F$8<>70,INDEX($C$6:$V$17,MATCH(AM206,$B$6:$B$17,0),MATCH(AK206&AL206,$C$2:$V$2,0))*(Калькулятор!$F$8/70)^справочно!$Y$2,INDEX($C$6:$V$17,MATCH(AM206,$B$6:$B$17,0),MATCH(AK206&AL206,$C$2:$V$2,0)))","v":518.65}]
[null,null,null,null,null,null,null,null,null,null,null,null,null,null,null,null,null,null,null,null,null,null,null,null,null,null,"Конвектор внутрипольный Royal Thermo ATRIUM-190/250/1000-DG-U-NA","НС-1477575","RT-A-190/250/1000-DG-U-NA",3,5,9,13,18,21,23,190,250,1000,"DG","U","NA",{"$f":"IF((IFERROR(IF(VLOOKUP(AK207,X:Y,2,0)=TRUE,1,0),0)+IFERROR(IF(VLOOKUP(AL207,X:Y,2,0)=TRUE,1,0),0)+IFERROR(IF(VLOOKUP(AN207,X:Y,2,0)=TRUE,1,0),0)+IFERROR(IF(VLOOKUP(AO207,X:Y,2,0)=TRUE,1,0),0)+IFERROR(IF(VLOOKUP(AP207,X:Y,2,0)=TRUE,1,0),0)+IF(AND(AM207>=Калькулятор!$C$14,AM207<=Калькулятор!$E$14),1,0)+IF(OR(AND(AS207>=Калькулятор!$C$11,AS207<=IF(ISBLANK(Калькулятор!$E$11),100000,Калькулятор!$E$11)),Калькулятор!$C$11&Калькулятор!$E$11=\"\"),1,0))=7,1,0)","v":1},{"$f":"SUM(AQ$2:AQ207)","v":206},{"$f":"IF(Калькулятор!$F$8<>70,ROUND(INDEX($C$6:$V$17,MATCH(AM207,$B$6:$B$17,0),MATCH(AK207&AL207,$C$2:$V$2,0))*(Калькулятор!$F$8/70)^справочно!$Y$2,0),ROUND(INDEX($C$6:$V$17,MATCH(AM207,$B$6:$B$17,0),MATCH(AK207&AL207,$C$2:$V$2,0)),0))","v":692},"ЗО",{"$f":"3.6*AV207/(4.19*(Калькулятор!$C$8-Калькулятор!$D$8))","v":59.481622911694494},{"$f":"IF(Калькулятор!$F$8<>70,INDEX($C$6:$V$17,MATCH(AM207,$B$6:$B$17,0),MATCH(AK207&AL207,$C$2:$V$2,0))*(Калькулятор!$F$8/70)^справочно!$Y$2,INDEX($C$6:$V$17,MATCH(AM207,$B$6:$B$17,0),MATCH(AK207&AL207,$C$2:$V$2,0)))","v":692.3}]
[null,null,null,null,null,null,null,null,null,null,null,null,null,null,null,null,null,null,null,null,null,null,null,null,null,null,"Конвектор внутрипольный Royal Thermo ATRIUM-190/250/1200-DG-U-NA","НС-1477578","RT-A-190/250/1200-DG-U-NA",3,5,9,13,18,21,23,190,250,1200,"DG","U","NA",{"$f":"IF((IFERROR(IF(VLOOKUP(AK208,X:Y,2,0)=TRUE,1,0),0)+IFERROR(IF(VLOOKUP(AL208,X:Y,2,0)=TRUE,1,0),0)+IFERROR(IF(VLOOKUP(AN208,X:Y,2,0)=TRUE,1,0),0)+IFERROR(IF(VLOOKUP(AO208,X:Y,2,0)=TRUE,1,0),0)+IFERROR(IF(VLOOKUP(AP208,X:Y,2,0)=TRUE,1,0),0)+IF(AND(AM208>=Калькулятор!$C$14,AM208<=Калькулятор!$E$14),1,0)+IF(OR(AND(AS208>=Калькулятор!$C$11,AS208<=IF(ISBLANK(Калькулятор!$E$11),100000,Калькулятор!$E$11)),Калькулятор!$C$11&Калькулятор!$E$11=\"\"),1,0))=7,1,0)","v":1},{"$f":"SUM(AQ$2:AQ208)","v":207},{"$f":"IF(Калькулятор!$F$8<>70,ROUND(INDEX($C$6:$V$17,MATCH(AM208,$B$6:$B$17,0),MATCH(AK208&AL208,$C$2:$V$2,0))*(Калькулятор!$F$8/70)^справочно!$Y$2,0),ROUND(INDEX($C$6:$V$17,MATCH(AM208,$B$6:$B$17,0),MATCH(AK208&AL208,$C$2:$V$2,0)),0))","v":866},"ЗО",{"$f":"3.6*AV208/(4.19*(Калькулятор!$C$8-Калькулятор!$D$8))","v":74.401431980906906},{"$f":"IF(Калькулятор!$F$8<>70,INDEX($C$6:$V$17,MATCH(AM208,$B$6:$B$17,0),MATCH(AK208&AL208,$C$2:$V$2,0))*(Калькулятор!$F$8/70)^справочно!$Y$2,INDEX($C$6:$V$17,MATCH(AM208,$B$6:$B$17,0),MATCH(AK208&AL208,$C$2:$V$2,0)))","v":865.94999999999993}]
[null,null,null,null,null,null,null,null,null,null,null,null,null,null,null,null,null,null,null,null,null,null,null,null,null,null,"Конвектор внутрипольный Royal Thermo ATRIUM-190/250/1400-DG-U-NA","НС-1477581","RT-A-190/250/1400-DG-U-NA",3,5,9,13,18,21,23,190,250,1400,"DG","U","NA",{"$f":"IF((IFERROR(IF(VLOOKUP(AK209,X:Y,2,0)=TRUE,1,0),0)+IFERROR(IF(VLOOKUP(AL209,X:Y,2,0)=TRUE,1,0),0)+IFERROR(IF(VLOOKUP(AN209,X:Y,2,0)=TRUE,1,0),0)+IFERROR(IF(VLOOKUP(AO209,X:Y,2,0)=TRUE,1,0),0)+IFERROR(IF(VLOOKUP(AP209,X:Y,2,0)=TRUE,1,0),0)+IF(AND(AM209>=Калькулятор!$C$14,AM209<=Калькулятор!$E$14),1,0)+IF(OR(AND(AS209>=Калькулятор!$C$11,AS209<=IF(ISBLANK(Калькулятор!$E$11),100000,Калькулятор!$E$11)),Калькулятор!$C$11&Калькулятор!$E$11=\"\"),1,0))=7,1,0)","v":1},{"$f":"SUM(AQ$2:AQ209)","v":208},{"$f":"IF(Калькулятор!$F$8<>70,ROUND(INDEX($C$6:$V$17,MATCH(AM209,$B$6:$B$17,0),MATCH(AK209&AL209,$C$2:$V$2,0))*(Калькулятор!$F$8/70)^справочно!$Y$2,0),ROUND(INDEX($C$6:$V$17,MATCH(AM209,$B$6:$B$17,0),MATCH(AK209&AL209,$C$2:$V$2,0)),0))","v":1038},"ЗО",{"$f":"3.6*AV209/(4.19*(Калькулятор!$C$8-Калькулятор!$D$8))","v":89.222434367541751},{"$f":"IF(Калькулятор!$F$8<>70,INDEX($C$6:$V$17,MATCH(AM209,$B$6:$B$17,0),MATCH(AK209&AL209,$C$2:$V$2,0))*(Калькулятор!$F$8/70)^справочно!$Y$2,INDEX($C$6:$V$17,MATCH(AM209,$B$6:$B$17,0),MATCH(AK209&AL209,$C$2:$V$2,0)))","v":1038.4499999999998}]
[null,null,null,null,null,null,null,null,null,null,null,null,null,null,null,null,null,null,null,null,null,null,null,null,null,null,"Конвектор внутрипольный Royal Thermo ATRIUM-190/250/1600-DG-U-NA","НС-1477584","RT-A-190/250/1600-DG-U-NA",3,5,9,13,18,21,23,190,250,1600,"DG","U","NA",{"$f":"IF((IFERROR(IF(VLOOKUP(AK210,X:Y,2,0)=TRUE,1,0),0)+IFERROR(IF(VLOOKUP(AL210,X:Y,2,0)=TRUE,1,0),0)+IFERROR(IF(VLOOKUP(AN210,X:Y,2,0)=TRUE,1,0),0)+IFERROR(IF(VLOOKUP(AO210,X:Y,2,0)=TRUE,1,0),0)+IFERROR(IF(VLOOKUP(AP210,X:Y,2,0)=TRUE,1,0),0)+IF(AND(AM210>=Калькулятор!$C$14,AM210<=Калькулятор!$E$14),1,0)+IF(OR(AND(AS210>=Калькулятор!$C$11,AS210<=IF(ISBLANK(Калькулятор!$E$11),100000,Калькулятор!$E$11)),Калькулятор!$C$11&Калькулятор!$E$11=\"\"),1,0))=7,1,0)","v":1},{"$f":"SUM(AQ$2:AQ210)","v":209},{"$f":"IF(Калькулятор!$F$8<>70,ROUND(INDEX($C$6:$V$17,MATCH(AM210,$B$6:$B$17,0),MATCH(AK210&AL210,$C$2:$V$2,0))*(Калькулятор!$F$8/70)^справочно!$Y$2,0),ROUND(INDEX($C$6:$V$17,MATCH(AM210,$B$6:$B$17,0),MATCH(AK210&AL210,$C$2:$V$2,0)),0))","v":1212},"ЗО",{"$f":"3.6*AV210/(4.19*(Калькулятор!$C$8-Калькулятор!$D$8))","v":104.14224343675416},{"$f":"IF(Калькулятор!$F$8<>70,INDEX($C$6:$V$17,MATCH(AM210,$B$6:$B$17,0),MATCH(AK210&AL210,$C$2:$V$2,0))*(Калькулятор!$F$8/70)^справочно!$Y$2,INDEX($C$6:$V$17,MATCH(AM210,$B$6:$B$17,0),MATCH(AK210&AL210,$C$2:$V$2,0)))","v":1212.0999999999999}]
[null,null,null,null,null,null,null,null,null,null,null,null,null,null,null,null,null,null,null,null,null,null,null,null,null,null,"Конвектор внутрипольный Royal Thermo ATRIUM-190/250/1800-DG-U-NA","НС-1477587","RT-A-190/250/1800-DG-U-NA",3,5,9,13,18,21,23,190,250,1800,"DG","U","NA",{"$f":"IF((IFERROR(IF(VLOOKUP(AK211,X:Y,2,0)=TRUE,1,0),0)+IFERROR(IF(VLOOKUP(AL211,X:Y,2,0)=TRUE,1,0),0)+IFERROR(IF(VLOOKUP(AN211,X:Y,2,0)=TRUE,1,0),0)+IFERROR(IF(VLOOKUP(AO211,X:Y,2,0)=TRUE,1,0),0)+IFERROR(IF(VLOOKUP(AP211,X:Y,2,0)=TRUE,1,0),0)+IF(AND(AM211>=Калькулятор!$C$14,AM211<=Калькулятор!$E$14),1,0)+IF(OR(AND(AS211>=Калькулятор!$C$11,AS211<=IF(ISBLANK(Калькулятор!$E$11),100000,Калькулятор!$E$11)),Калькулятор!$C$11&Калькулятор!$E$11=\"\"),1,0))=7,1,0)","v":1},{"$f":"SUM(AQ$2:AQ211)","v":210},{"$f":"IF(Калькулятор!$F$8<>70,ROUND(INDEX($C$6:$V$17,MATCH(AM211,$B$6:$B$17,0),MATCH(AK211&AL211,$C$2:$V$2,0))*(Калькулятор!$F$8/70)^справочно!$Y$2,0),ROUND(INDEX($C$6:$V$17,MATCH(AM211,$B$6:$B$17,0),MATCH(AK211&AL211,$C$2:$V$2,0)),0))","v":1387},"ЗО",{"$f":"3.6*AV211/(4.19*(Калькулятор!$C$8-Калькулятор!$D$8))","v":119.16085918854412},{"$f":"IF(Калькулятор!$F$8<>70,INDEX($C$6:$V$17,MATCH(AM211,$B$6:$B$17,0),MATCH(AK211&AL211,$C$2:$V$2,0))*(Калькулятор!$F$8/70)^справочно!$Y$2,INDEX($C$6:$V$17,MATCH(AM211,$B$6:$B$17,0),MATCH(AK211&AL211,$C$2:$V$2,0)))","v":1386.8999999999999}]
[null,null,null,null,null,null,null,null,null,null,null,null,null,null,null,null,null,null,null,null,null,null,null,null,null,null,"Конвектор внутрипольный Royal Thermo ATRIUM-190/250/2000-DG-U-NA","НС-1477590","RT-A-190/250/2000-DG-U-NA",3,5,9,13,18,21,23,190,250,2000,"DG","U","NA",{"$f":"IF((IFERROR(IF(VLOOKUP(AK212,X:Y,2,0)=TRUE,1,0),0)+IFERROR(IF(VLOOKUP(AL212,X:Y,2,0)=TRUE,1,0),0)+IFERROR(IF(VLOOKUP(AN212,X:Y,2,0)=TRUE,1,0),0)+IFERROR(IF(VLOOKUP(AO212,X:Y,2,0)=TRUE,1,0),0)+IFERROR(IF(VLOOKUP(AP212,X:Y,2,0)=TRUE,1,0),0)+IF(AND(AM212>=Калькулятор!$C$14,AM212<=Калькулятор!$E$14),1,0)+IF(OR(AND(AS212>=Калькулятор!$C$11,AS212<=IF(ISBLANK(Калькулятор!$E$11),100000,Калькулятор!$E$11)),Калькулятор!$C$11&Калькулятор!$E$11=\"\"),1,0))=7,1,0)","v":1},{"$f":"SUM(AQ$2:AQ212)","v":211},{"$f":"IF(Калькулятор!$F$8<>70,ROUND(INDEX($C$6:$V$17,MATCH(AM212,$B$6:$B$17,0),MATCH(AK212&AL212,$C$2:$V$2,0))*(Калькулятор!$F$8/70)^справочно!$Y$2,0),ROUND(INDEX($C$6:$V$17,MATCH(AM212,$B$6:$B$17,0),MATCH(AK212&AL212,$C$2:$V$2,0)),0))","v":1561},"ЗО",{"$f":"3.6*AV212/(4.19*(Калькулятор!$C$8-Калькулятор!$D$8))","v":134.08066825775654},{"$f":"IF(Калькулятор!$F$8<>70,INDEX($C$6:$V$17,MATCH(AM212,$B$6:$B$17,0),MATCH(AK212&AL212,$C$2:$V$2,0))*(Калькулятор!$F$8/70)^справочно!$Y$2,INDEX($C$6:$V$17,MATCH(AM212,$B$6:$B$17,0),MATCH(AK212&AL212,$C$2:$V$2,0)))","v":1560.55}]
[null,null,null,null,null,null,null,null,null,null,null,null,null,null,null,null,null,null,null,null,null,null,null,null,null,null,"Конвектор внутрипольный Royal Thermo ATRIUM-190/250/2200-DG-U-NA","НС-1477593","RT-A-190/250/2200-DG-U-NA",3,5,9,13,18,21,23,190,250,2200,"DG","U","NA",{"$f":"IF((IFERROR(IF(VLOOKUP(AK213,X:Y,2,0)=TRUE,1,0),0)+IFERROR(IF(VLOOKUP(AL213,X:Y,2,0)=TRUE,1,0),0)+IFERROR(IF(VLOOKUP(AN213,X:Y,2,0)=TRUE,1,0),0)+IFERROR(IF(VLOOKUP(AO213,X:Y,2,0)=TRUE,1,0),0)+IFERROR(IF(VLOOKUP(AP213,X:Y,2,0)=TRUE,1,0),0)+IF(AND(AM213>=Калькулятор!$C$14,AM213<=Калькулятор!$E$14),1,0)+IF(OR(AND(AS213>=Калькулятор!$C$11,AS213<=IF(ISBLANK(Калькулятор!$E$11),100000,Калькулятор!$E$11)),Калькулятор!$C$11&Калькулятор!$E$11=\"\"),1,0))=7,1,0)","v":1},{"$f":"SUM(AQ$2:AQ213)","v":212},{"$f":"IF(Калькулятор!$F$8<>70,ROUND(INDEX($C$6:$V$17,MATCH(AM213,$B$6:$B$17,0),MATCH(AK213&AL213,$C$2:$V$2,0))*(Калькулятор!$F$8/70)^справочно!$Y$2,0),ROUND(INDEX($C$6:$V$17,MATCH(AM213,$B$6:$B$17,0),MATCH(AK213&AL213,$C$2:$V$2,0)),0))","v":1734},"ЗО",{"$f":"3.6*AV213/(4.19*(Калькулятор!$C$8-Калькулятор!$D$8))","v":149.00047732696896},{"$f":"IF(Калькулятор!$F$8<>70,INDEX($C$6:$V$17,MATCH(AM213,$B$6:$B$17,0),MATCH(AK213&AL213,$C$2:$V$2,0))*(Калькулятор!$F$8/70)^справочно!$Y$2,INDEX($C$6:$V$17,MATCH(AM213,$B$6:$B$17,0),MATCH(AK213&AL213,$C$2:$V$2,0)))","v":1734.1999999999998}]
[null,null,null,null,null,null,null,null,null,null,null,null,null,null,null,null,null,null,null,null,null,null,null,null,null,null,"Конвектор внутрипольный Royal Thermo ATRIUM-190/250/2400-DG-U-NA","НС-1477596","RT-A-190/250/2400-DG-U-NA",3,5,9,13,18,21,23,190,250,2400,"DG","U","NA",{"$f":"IF((IFERROR(IF(VLOOKUP(AK214,X:Y,2,0)=TRUE,1,0),0)+IFERROR(IF(VLOOKUP(AL214,X:Y,2,0)=TRUE,1,0),0)+IFERROR(IF(VLOOKUP(AN214,X:Y,2,0)=TRUE,1,0),0)+IFERROR(IF(VLOOKUP(AO214,X:Y,2,0)=TRUE,1,0),0)+IFERROR(IF(VLOOKUP(AP214,X:Y,2,0)=TRUE,1,0),0)+IF(AND(AM214>=Калькулятор!$C$14,AM214<=Калькулятор!$E$14),1,0)+IF(OR(AND(AS214>=Калькулятор!$C$11,AS214<=IF(ISBLANK(Калькулятор!$E$11),100000,Калькулятор!$E$11)),Калькулятор!$C$11&Калькулятор!$E$11=\"\"),1,0))=7,1,0)","v":1},{"$f":"SUM(AQ$2:AQ214)","v":213},{"$f":"IF(Калькулятор!$F$8<>70,ROUND(INDEX($C$6:$V$17,MATCH(AM214,$B$6:$B$17,0),MATCH(AK214&AL214,$C$2:$V$2,0))*(Калькулятор!$F$8/70)^справочно!$Y$2,0),ROUND(INDEX($C$6:$V$17,MATCH(AM214,$B$6:$B$17,0),MATCH(AK214&AL214,$C$2:$V$2,0)),0))","v":1947},"ЗО",{"$f":"3.6*AV214/(4.19*(Калькулятор!$C$8-Калькулятор!$D$8))","v":167.27971360381858},{"$f":"IF(Калькулятор!$F$8<>70,INDEX($C$6:$V$17,MATCH(AM214,$B$6:$B$17,0),MATCH(AK214&AL214,$C$2:$V$2,0))*(Калькулятор!$F$8/70)^справочно!$Y$2,INDEX($C$6:$V$17,MATCH(AM214,$B$6:$B$17,0),MATCH(AK214&AL214,$C$2:$V$2,0)))","v":1946.9499999999998}]
[null,null,null,null,null,null,null,null,null,null,null,null,null,null,null,null,null,null,null,null,null,null,null,null,null,null,"Конвектор внутрипольный Royal Thermo ATRIUM-190/250/2600-DG-U-NA","НС-1477599","RT-A-190/250/2600-DG-U-NA",3,5,9,13,18,21,23,190,250,2600,"DG","U","NA",{"$f":"IF((IFERROR(IF(VLOOKUP(AK215,X:Y,2,0)=TRUE,1,0),0)+IFERROR(IF(VLOOKUP(AL215,X:Y,2,0)=TRUE,1,0),0)+IFERROR(IF(VLOOKUP(AN215,X:Y,2,0)=TRUE,1,0),0)+IFERROR(IF(VLOOKUP(AO215,X:Y,2,0)=TRUE,1,0),0)+IFERROR(IF(VLOOKUP(AP215,X:Y,2,0)=TRUE,1,0),0)+IF(AND(AM215>=Калькулятор!$C$14,AM215<=Калькулятор!$E$14),1,0)+IF(OR(AND(AS215>=Калькулятор!$C$11,AS215<=IF(ISBLANK(Калькулятор!$E$11),100000,Калькулятор!$E$11)),Калькулятор!$C$11&Калькулятор!$E$11=\"\"),1,0))=7,1,0)","v":1},{"$f":"SUM(AQ$2:AQ215)","v":214},{"$f":"IF(Калькулятор!$F$8<>70,ROUND(INDEX($C$6:$V$17,MATCH(AM215,$B$6:$B$17,0),MATCH(AK215&AL215,$C$2:$V$2,0))*(Калькулятор!$F$8/70)^справочно!$Y$2,0),ROUND(INDEX($C$6:$V$17,MATCH(AM215,$B$6:$B$17,0),MATCH(AK215&AL215,$C$2:$V$2,0)),0))","v":2121},"ЗО",{"$f":"3.6*AV215/(4.19*(Калькулятор!$C$8-Калькулятор!$D$8))","v":182.199522673031},{"$f":"IF(Калькулятор!$F$8<>70,INDEX($C$6:$V$17,MATCH(AM215,$B$6:$B$17,0),MATCH(AK215&AL215,$C$2:$V$2,0))*(Калькулятор!$F$8/70)^справочно!$Y$2,INDEX($C$6:$V$17,MATCH(AM215,$B$6:$B$17,0),MATCH(AK215&AL215,$C$2:$V$2,0)))","v":2120.6}]
[null,null,null,null,null,null,null,null,null,null,null,null,null,null,null,null,null,null,null,null,null,null,null,null,null,null,"Конвектор внутрипольный Royal Thermo ATRIUM-190/250/2800-DG-U-NA","НС-1477602","RT-A-190/250/2800-DG-U-NA",3,5,9,13,18,21,23,190,250,2800,"DG","U","NA",{"$f":"IF((IFERROR(IF(VLOOKUP(AK216,X:Y,2,0)=TRUE,1,0),0)+IFERROR(IF(VLOOKUP(AL216,X:Y,2,0)=TRUE,1,0),0)+IFERROR(IF(VLOOKUP(AN216,X:Y,2,0)=TRUE,1,0),0)+IFERROR(IF(VLOOKUP(AO216,X:Y,2,0)=TRUE,1,0),0)+IFERROR(IF(VLOOKUP(AP216,X:Y,2,0)=TRUE,1,0),0)+IF(AND(AM216>=Калькулятор!$C$14,AM216<=Калькулятор!$E$14),1,0)+IF(OR(AND(AS216>=Калькулятор!$C$11,AS216<=IF(ISBLANK(Калькулятор!$E$11),100000,Калькулятор!$E$11)),Калькулятор!$C$11&Калькулятор!$E$11=\"\"),1,0))=7,1,0)","v":1},{"$f":"SUM(AQ$2:AQ216)","v":215},{"$f":"IF(Калькулятор!$F$8<>70,ROUND(INDEX($C$6:$V$17,MATCH(AM216,$B$6:$B$17,0),MATCH(AK216&AL216,$C$2:$V$2,0))*(Калькулятор!$F$8/70)^справочно!$Y$2,0),ROUND(INDEX($C$6:$V$17,MATCH(AM216,$B$6:$B$17,0),MATCH(AK216&AL216,$C$2:$V$2,0)),0))","v":2294},"ЗО",{"$f":"3.6*AV216/(4.19*(Калькулятор!$C$8-Калькулятор!$D$8))","v":197.11933174224345},{"$f":"IF(Калькулятор!$F$8<>70,INDEX($C$6:$V$17,MATCH(AM216,$B$6:$B$17,0),MATCH(AK216&AL216,$C$2:$V$2,0))*(Калькулятор!$F$8/70)^справочно!$Y$2,INDEX($C$6:$V$17,MATCH(AM216,$B$6:$B$17,0),MATCH(AK216&AL216,$C$2:$V$2,0)))","v":2294.25}]
[null,null,null,null,null,null,null,null,null,null,null,null,null,null,null,null,null,null,null,null,null,null,null,null,null,null,"Конвектор внутрипольный Royal Thermo ATRIUM-190/250/3000-DG-U-NA","НС-1477605","RT-A-190/250/3000-DG-U-NA",3,5,9,13,18,21,23,190,250,3000,"DG","U","NA",{"$f":"IF((IFERROR(IF(VLOOKUP(AK217,X:Y,2,0)=TRUE,1,0),0)+IFERROR(IF(VLOOKUP(AL217,X:Y,2,0)=TRUE,1,0),0)+IFERROR(IF(VLOOKUP(AN217,X:Y,2,0)=TRUE,1,0),0)+IFERROR(IF(VLOOKUP(AO217,X:Y,2,0)=TRUE,1,0),0)+IFERROR(IF(VLOOKUP(AP217,X:Y,2,0)=TRUE,1,0),0)+IF(AND(AM217>=Калькулятор!$C$14,AM217<=Калькулятор!$E$14),1,0)+IF(OR(AND(AS217>=Калькулятор!$C$11,AS217<=IF(ISBLANK(Калькулятор!$E$11),100000,Калькулятор!$E$11)),Калькулятор!$C$11&Калькулятор!$E$11=\"\"),1,0))=7,1,0)","v":1},{"$f":"SUM(AQ$2:AQ217)","v":216},{"$f":"IF(Калькулятор!$F$8<>70,ROUND(INDEX($C$6:$V$17,MATCH(AM217,$B$6:$B$17,0),MATCH(AK217&AL217,$C$2:$V$2,0))*(Калькулятор!$F$8/70)^справочно!$Y$2,0),ROUND(INDEX($C$6:$V$17,MATCH(AM217,$B$6:$B$17,0),MATCH(AK217&AL217,$C$2:$V$2,0)),0))","v":2468},"ЗО",{"$f":"3.6*AV217/(4.19*(Калькулятор!$C$8-Калькулятор!$D$8))","v":212.03914081145578},{"$f":"IF(Калькулятор!$F$8<>70,INDEX($C$6:$V$17,MATCH(AM217,$B$6:$B$17,0),MATCH(AK217&AL217,$C$2:$V$2,0))*(Калькулятор!$F$8/70)^справочно!$Y$2,INDEX($C$6:$V$17,MATCH(AM217,$B$6:$B$17,0),MATCH(AK217&AL217,$C$2:$V$2,0)))","v":2467.8999999999996}]
[null,null,null,null,null,null,null,null,null,null,null,null,null,null,null,null,null,null,null,null,null,null,null,null,null,null,"Конвектор внутрипольный Royal Thermo ATRIUM-190/300/800-DG-U-NA","НС-1477647","RT-A-190/300/800-DG-U-NA",3,5,9,13,17,20,22,190,300,800,"DG","U","NA",{"$f":"IF((IFERROR(IF(VLOOKUP(AK218,X:Y,2,0)=TRUE,1,0),0)+IFERROR(IF(VLOOKUP(AL218,X:Y,2,0)=TRUE,1,0),0)+IFERROR(IF(VLOOKUP(AN218,X:Y,2,0)=TRUE,1,0),0)+IFERROR(IF(VLOOKUP(AO218,X:Y,2,0)=TRUE,1,0),0)+IFERROR(IF(VLOOKUP(AP218,X:Y,2,0)=TRUE,1,0),0)+IF(AND(AM218>=Калькулятор!$C$14,AM218<=Калькулятор!$E$14),1,0)+IF(OR(AND(AS218>=Калькулятор!$C$11,AS218<=IF(ISBLANK(Калькулятор!$E$11),100000,Калькулятор!$E$11)),Калькулятор!$C$11&Калькулятор!$E$11=\"\"),1,0))=7,1,0)","v":1},{"$f":"SUM(AQ$2:AQ218)","v":217},{"$f":"IF(Калькулятор!$F$8<>70,ROUND(INDEX($C$6:$V$17,MATCH(AM218,$B$6:$B$17,0),MATCH(AK218&AL218,$C$2:$V$2,0))*(Калькулятор!$F$8/70)^справочно!$Y$2,0),ROUND(INDEX($C$6:$V$17,MATCH(AM218,$B$6:$B$17,0),MATCH(AK218&AL218,$C$2:$V$2,0)),0))","v":817},"ЗО",{"$f":"3.6*AV218/(4.19*(Калькулятор!$C$8-Калькулятор!$D$8))","v":70.152744630071581},{"$f":"IF(Калькулятор!$F$8<>70,INDEX($C$6:$V$17,MATCH(AM218,$B$6:$B$17,0),MATCH(AK218&AL218,$C$2:$V$2,0))*(Калькулятор!$F$8/70)^справочно!$Y$2,INDEX($C$6:$V$17,MATCH(AM218,$B$6:$B$17,0),MATCH(AK218&AL218,$C$2:$V$2,0)))","v":816.49999999999989}]
[null,null,null,null,null,null,null,null,null,null,null,null,null,null,null,null,null,null,null,null,null,null,null,null,null,null,"Конвектор внутрипольный Royal Thermo ATRIUM-190/300/1000-DG-U-NA","НС-1477614","RT-A-190/300/1000-DG-U-NA",3,5,9,13,18,21,23,190,300,1000,"DG","U","NA",{"$f":"IF((IFERROR(IF(VLOOKUP(AK219,X:Y,2,0)=TRUE,1,0),0)+IFERROR(IF(VLOOKUP(AL219,X:Y,2,0)=TRUE,1,0),0)+IFERROR(IF(VLOOKUP(AN219,X:Y,2,0)=TRUE,1,0),0)+IFERROR(IF(VLOOKUP(AO219,X:Y,2,0)=TRUE,1,0),0)+IFERROR(IF(VLOOKUP(AP219,X:Y,2,0)=TRUE,1,0),0)+IF(AND(AM219>=Калькулятор!$C$14,AM219<=Калькулятор!$E$14),1,0)+IF(OR(AND(AS219>=Калькулятор!$C$11,AS219<=IF(ISBLANK(Калькулятор!$E$11),100000,Калькулятор!$E$11)),Калькулятор!$C$11&Калькулятор!$E$11=\"\"),1,0))=7,1,0)","v":1},{"$f":"SUM(AQ$2:AQ219)","v":218},{"$f":"IF(Калькулятор!$F$8<>70,ROUND(INDEX($C$6:$V$17,MATCH(AM219,$B$6:$B$17,0),MATCH(AK219&AL219,$C$2:$V$2,0))*(Калькулятор!$F$8/70)^справочно!$Y$2,0),ROUND(INDEX($C$6:$V$17,MATCH(AM219,$B$6:$B$17,0),MATCH(AK219&AL219,$C$2:$V$2,0)),0))","v":1052},"ЗО",{"$f":"3.6*AV219/(4.19*(Калькулятор!$C$8-Калькулятор!$D$8))","v":90.408114558472533},{"$f":"IF(Калькулятор!$F$8<>70,INDEX($C$6:$V$17,MATCH(AM219,$B$6:$B$17,0),MATCH(AK219&AL219,$C$2:$V$2,0))*(Калькулятор!$F$8/70)^справочно!$Y$2,INDEX($C$6:$V$17,MATCH(AM219,$B$6:$B$17,0),MATCH(AK219&AL219,$C$2:$V$2,0)))","v":1052.25}]
[null,null,null,null,null,null,null,null,null,null,null,null,null,null,null,null,null,null,null,null,null,null,null,null,null,null,"Конвектор внутрипольный Royal Thermo ATRIUM-190/300/1200-DG-U-NA","НС-1477617","RT-A-190/300/1200-DG-U-NA",3,5,9,13,18,21,23,190,300,1200,"DG","U","NA",{"$f":"IF((IFERROR(IF(VLOOKUP(AK220,X:Y,2,0)=TRUE,1,0),0)+IFERROR(IF(VLOOKUP(AL220,X:Y,2,0)=TRUE,1,0),0)+IFERROR(IF(VLOOKUP(AN220,X:Y,2,0)=TRUE,1,0),0)+IFERROR(IF(VLOOKUP(AO220,X:Y,2,0)=TRUE,1,0),0)+IFERROR(IF(VLOOKUP(AP220,X:Y,2,0)=TRUE,1,0),0)+IF(AND(AM220>=Калькулятор!$C$14,AM220<=Калькулятор!$E$14),1,0)+IF(OR(AND(AS220>=Калькулятор!$C$11,AS220<=IF(ISBLANK(Калькулятор!$E$11),100000,Калькулятор!$E$11)),Калькулятор!$C$11&Калькулятор!$E$11=\"\"),1,0))=7,1,0)","v":1},{"$f":"SUM(AQ$2:AQ220)","v":219},{"$f":"IF(Калькулятор!$F$8<>70,ROUND(INDEX($C$6:$V$17,MATCH(AM220,$B$6:$B$17,0),MATCH(AK220&AL220,$C$2:$V$2,0))*(Калькулятор!$F$8/70)^справочно!$Y$2,0),ROUND(INDEX($C$6:$V$17,MATCH(AM220,$B$6:$B$17,0),MATCH(AK220&AL220,$C$2:$V$2,0)),0))","v":1287},"ЗО",{"$f":"3.6*AV220/(4.19*(Калькулятор!$C$8-Калькулятор!$D$8))","v":110.56467780429593},{"$f":"IF(Калькулятор!$F$8<>70,INDEX($C$6:$V$17,MATCH(AM220,$B$6:$B$17,0),MATCH(AK220&AL220,$C$2:$V$2,0))*(Калькулятор!$F$8/70)^справочно!$Y$2,INDEX($C$6:$V$17,MATCH(AM220,$B$6:$B$17,0),MATCH(AK220&AL220,$C$2:$V$2,0)))","v":1286.8499999999999}]
[null,null,null,null,null,null,null,null,null,null,null,null,null,null,null,null,null,null,null,null,null,null,null,null,null,null,"Конвектор внутрипольный Royal Thermo ATRIUM-190/300/1400-DG-U-NA","НС-1477620","RT-A-190/300/1400-DG-U-NA",3,5,9,13,18,21,23,190,300,1400,"DG","U","NA",{"$f":"IF((IFERROR(IF(VLOOKUP(AK221,X:Y,2,0)=TRUE,1,0),0)+IFERROR(IF(VLOOKUP(AL221,X:Y,2,0)=TRUE,1,0),0)+IFERROR(IF(VLOOKUP(AN221,X:Y,2,0)=TRUE,1,0),0)+IFERROR(IF(VLOOKUP(AO221,X:Y,2,0)=TRUE,1,0),0)+IFERROR(IF(VLOOKUP(AP221,X:Y,2,0)=TRUE,1,0),0)+IF(AND(AM221>=Калькулятор!$C$14,AM221<=Калькулятор!$E$14),1,0)+IF(OR(AND(AS221>=Калькулятор!$C$11,AS221<=IF(ISBLANK(Калькулятор!$E$11),100000,Калькулятор!$E$11)),Калькулятор!$C$11&Калькулятор!$E$11=\"\"),1,0))=7,1,0)","v":1},{"$f":"SUM(AQ$2:AQ221)","v":220},{"$f":"IF(Калькулятор!$F$8<>70,ROUND(INDEX($C$6:$V$17,MATCH(AM221,$B$6:$B$17,0),MATCH(AK221&AL221,$C$2:$V$2,0))*(Калькулятор!$F$8/70)^справочно!$Y$2,0),ROUND(INDEX($C$6:$V$17,MATCH(AM221,$B$6:$B$17,0),MATCH(AK221&AL221,$C$2:$V$2,0)),0))","v":1521},"ЗО",{"$f":"3.6*AV221/(4.19*(Калькулятор!$C$8-Калькулятор!$D$8))","v":130.72124105011929},{"$f":"IF(Калькулятор!$F$8<>70,INDEX($C$6:$V$17,MATCH(AM221,$B$6:$B$17,0),MATCH(AK221&AL221,$C$2:$V$2,0))*(Калькулятор!$F$8/70)^справочно!$Y$2,INDEX($C$6:$V$17,MATCH(AM221,$B$6:$B$17,0),MATCH(AK221&AL221,$C$2:$V$2,0)))","v":1521.4499999999998}]
[null,null,null,null,null,null,null,null,null,null,null,null,null,null,null,null,null,null,null,null,null,null,null,null,null,null,"Конвектор внутрипольный Royal Thermo ATRIUM-190/300/1600-DG-U-NA","НС-1477623","RT-A-190/300/1600-DG-U-NA",3,5,9,13,18,21,23,190,300,1600,"DG","U","NA",{"$f":"IF((IFERROR(IF(VLOOKUP(AK222,X:Y,2,0)=TRUE,1,0),0)+IFERROR(IF(VLOOKUP(AL222,X:Y,2,0)=TRUE,1,0),0)+IFERROR(IF(VLOOKUP(AN222,X:Y,2,0)=TRUE,1,0),0)+IFERROR(IF(VLOOKUP(AO222,X:Y,2,0)=TRUE,1,0),0)+IFERROR(IF(VLOOKUP(AP222,X:Y,2,0)=TRUE,1,0),0)+IF(AND(AM222>=Калькулятор!$C$14,AM222<=Калькулятор!$E$14),1,0)+IF(OR(AND(AS222>=Калькулятор!$C$11,AS222<=IF(ISBLANK(Калькулятор!$E$11),100000,Калькулятор!$E$11)),Калькулятор!$C$11&Калькулятор!$E$11=\"\"),1,0))=7,1,0)","v":1},{"$f":"SUM(AQ$2:AQ222)","v":221},{"$f":"IF(Калькулятор!$F$8<>70,ROUND(INDEX($C$6:$V$17,MATCH(AM222,$B$6:$B$17,0),MATCH(AK222&AL222,$C$2:$V$2,0))*(Калькулятор!$F$8/70)^справочно!$Y$2,0),ROUND(INDEX($C$6:$V$17,MATCH(AM222,$B$6:$B$17,0),MATCH(AK222&AL222,$C$2:$V$2,0)),0))","v":1758},"ЗО",{"$f":"3.6*AV222/(4.19*(Калькулятор!$C$8-Калькулятор!$D$8))","v":151.07541766109782},{"$f":"IF(Калькулятор!$F$8<>70,INDEX($C$6:$V$17,MATCH(AM222,$B$6:$B$17,0),MATCH(AK222&AL222,$C$2:$V$2,0))*(Калькулятор!$F$8/70)^справочно!$Y$2,INDEX($C$6:$V$17,MATCH(AM222,$B$6:$B$17,0),MATCH(AK222&AL222,$C$2:$V$2,0)))","v":1758.35}]
[null,null,null,null,null,null,null,null,null,null,null,null,null,null,null,null,null,null,null,null,null,null,null,null,null,null,"Конвектор внутрипольный Royal Thermo ATRIUM-190/300/1800-DG-U-NA","НС-1477626","RT-A-190/300/1800-DG-U-NA",3,5,9,13,18,21,23,190,300,1800,"DG","U","NA",{"$f":"IF((IFERROR(IF(VLOOKUP(AK223,X:Y,2,0)=TRUE,1,0),0)+IFERROR(IF(VLOOKUP(AL223,X:Y,2,0)=TRUE,1,0),0)+IFERROR(IF(VLOOKUP(AN223,X:Y,2,0)=TRUE,1,0),0)+IFERROR(IF(VLOOKUP(AO223,X:Y,2,0)=TRUE,1,0),0)+IFERROR(IF(VLOOKUP(AP223,X:Y,2,0)=TRUE,1,0),0)+IF(AND(AM223>=Калькулятор!$C$14,AM223<=Калькулятор!$E$14),1,0)+IF(OR(AND(AS223>=Калькулятор!$C$11,AS223<=IF(ISBLANK(Калькулятор!$E$11),100000,Калькулятор!$E$11)),Калькулятор!$C$11&Калькулятор!$E$11=\"\"),1,0))=7,1,0)","v":1},{"$f":"SUM(AQ$2:AQ223)","v":222},{"$f":"IF(Калькулятор!$F$8<>70,ROUND(INDEX($C$6:$V$17,MATCH(AM223,$B$6:$B$17,0),MATCH(AK223&AL223,$C$2:$V$2,0))*(Калькулятор!$F$8/70)^справочно!$Y$2,0),ROUND(INDEX($C$6:$V$17,MATCH(AM223,$B$6:$B$17,0),MATCH(AK223&AL223,$C$2:$V$2,0)),0))","v":1994},"ЗО",{"$f":"3.6*AV223/(4.19*(Калькулятор!$C$8-Калькулятор!$D$8))","v":171.33078758949878},{"$f":"IF(Калькулятор!$F$8<>70,INDEX($C$6:$V$17,MATCH(AM223,$B$6:$B$17,0),MATCH(AK223&AL223,$C$2:$V$2,0))*(Калькулятор!$F$8/70)^справочно!$Y$2,INDEX($C$6:$V$17,MATCH(AM223,$B$6:$B$17,0),MATCH(AK223&AL223,$C$2:$V$2,0)))","v":1994.1}]
[null,null,null,null,null,null,null,null,null,null,null,null,null,null,null,null,null,null,null,null,null,null,null,null,null,null,"Конвектор внутрипольный Royal Thermo ATRIUM-190/300/2000-DG-U-NA","НС-1477629","RT-A-190/300/2000-DG-U-NA",3,5,9,13,18,21,23,190,300,2000,"DG","U","NA",{"$f":"IF((IFERROR(IF(VLOOKUP(AK224,X:Y,2,0)=TRUE,1,0),0)+IFERROR(IF(VLOOKUP(AL224,X:Y,2,0)=TRUE,1,0),0)+IFERROR(IF(VLOOKUP(AN224,X:Y,2,0)=TRUE,1,0),0)+IFERROR(IF(VLOOKUP(AO224,X:Y,2,0)=TRUE,1,0),0)+IFERROR(IF(VLOOKUP(AP224,X:Y,2,0)=TRUE,1,0),0)+IF(AND(AM224>=Калькулятор!$C$14,AM224<=Калькулятор!$E$14),1,0)+IF(OR(AND(AS224>=Калькулятор!$C$11,AS224<=IF(ISBLANK(Калькулятор!$E$11),100000,Калькулятор!$E$11)),Калькулятор!$C$11&Калькулятор!$E$11=\"\"),1,0))=7,1,0)","v":1},{"$f":"SUM(AQ$2:AQ224)","v":223},{"$f":"IF(Калькулятор!$F$8<>70,ROUND(INDEX($C$6:$V$17,MATCH(AM224,$B$6:$B$17,0),MATCH(AK224&AL224,$C$2:$V$2,0))*(Калькулятор!$F$8/70)^справочно!$Y$2,0),ROUND(INDEX($C$6:$V$17,MATCH(AM224,$B$6:$B$17,0),MATCH(AK224&AL224,$C$2:$V$2,0)),0))","v":2228},"ЗО",{"$f":"3.6*AV224/(4.19*(Калькулятор!$C$8-Калькулятор!$D$8))","v":191.3885441527446},{"$f":"IF(Калькулятор!$F$8<>70,INDEX($C$6:$V$17,MATCH(AM224,$B$6:$B$17,0),MATCH(AK224&AL224,$C$2:$V$2,0))*(Калькулятор!$F$8/70)^справочно!$Y$2,INDEX($C$6:$V$17,MATCH(AM224,$B$6:$B$17,0),MATCH(AK224&AL224,$C$2:$V$2,0)))","v":2227.5499999999997}]
[null,null,null,null,null,null,null,null,null,null,null,null,null,null,null,null,null,null,null,null,null,null,null,null,null,null,"Конвектор внутрипольный Royal Thermo ATRIUM-190/300/2200-DG-U-NA","НС-1477632","RT-A-190/300/2200-DG-U-NA",3,5,9,13,18,21,23,190,300,2200,"DG","U","NA",{"$f":"IF((IFERROR(IF(VLOOKUP(AK225,X:Y,2,0)=TRUE,1,0),0)+IFERROR(IF(VLOOKUP(AL225,X:Y,2,0)=TRUE,1,0),0)+IFERROR(IF(VLOOKUP(AN225,X:Y,2,0)=TRUE,1,0),0)+IFERROR(IF(VLOOKUP(AO225,X:Y,2,0)=TRUE,1,0),0)+IFERROR(IF(VLOOKUP(AP225,X:Y,2,0)=TRUE,1,0),0)+IF(AND(AM225>=Калькулятор!$C$14,AM225<=Калькулятор!$E$14),1,0)+IF(OR(AND(AS225>=Калькулятор!$C$11,AS225<=IF(ISBLANK(Калькулятор!$E$11),100000,Калькулятор!$E$11)),Калькулятор!$C$11&Калькулятор!$E$11=\"\"),1,0))=7,1,0)","v":1},{"$f":"SUM(AQ$2:AQ225)","v":224},{"$f":"IF(Калькулятор!$F$8<>70,ROUND(INDEX($C$6:$V$17,MATCH(AM225,$B$6:$B$17,0),MATCH(AK225&AL225,$C$2:$V$2,0))*(Калькулятор!$F$8/70)^справочно!$Y$2,0),ROUND(INDEX($C$6:$V$17,MATCH(AM225,$B$6:$B$17,0),MATCH(AK225&AL225,$C$2:$V$2,0)),0))","v":2463},"ЗО",{"$f":"3.6*AV225/(4.19*(Калькулятор!$C$8-Калькулятор!$D$8))","v":211.64391408114554},{"$f":"IF(Калькулятор!$F$8<>70,INDEX($C$6:$V$17,MATCH(AM225,$B$6:$B$17,0),MATCH(AK225&AL225,$C$2:$V$2,0))*(Калькулятор!$F$8/70)^справочно!$Y$2,INDEX($C$6:$V$17,MATCH(AM225,$B$6:$B$17,0),MATCH(AK225&AL225,$C$2:$V$2,0)))","v":2463.2999999999997}]
[null,null,null,null,null,null,null,null,null,null,null,null,null,null,null,null,null,null,null,null,null,null,null,null,null,null,"Конвектор внутрипольный Royal Thermo ATRIUM-190/300/2400-DG-U-NA","НС-1510877","RT-A-190/300/2400-DG-U-NA",3,5,9,13,18,21,23,190,300,2400,"DG","U","NA",{"$f":"IF((IFERROR(IF(VLOOKUP(AK226,X:Y,2,0)=TRUE,1,0),0)+IFERROR(IF(VLOOKUP(AL226,X:Y,2,0)=TRUE,1,0),0)+IFERROR(IF(VLOOKUP(AN226,X:Y,2,0)=TRUE,1,0),0)+IFERROR(IF(VLOOKUP(AO226,X:Y,2,0)=TRUE,1,0),0)+IFERROR(IF(VLOOKUP(AP226,X:Y,2,0)=TRUE,1,0),0)+IF(AND(AM226>=Калькулятор!$C$14,AM226<=Калькулятор!$E$14),1,0)+IF(OR(AND(AS226>=Калькулятор!$C$11,AS226<=IF(ISBLANK(Калькулятор!$E$11),100000,Калькулятор!$E$11)),Калькулятор!$C$11&Калькулятор!$E$11=\"\"),1,0))=7,1,0)","v":1},{"$f":"SUM(AQ$2:AQ226)","v":225},{"$f":"IF(Калькулятор!$F$8<>70,ROUND(INDEX($C$6:$V$17,MATCH(AM226,$B$6:$B$17,0),MATCH(AK226&AL226,$C$2:$V$2,0))*(Калькулятор!$F$8/70)^справочно!$Y$2,0),ROUND(INDEX($C$6:$V$17,MATCH(AM226,$B$6:$B$17,0),MATCH(AK226&AL226,$C$2:$V$2,0)),0))","v":2699},"ЗО",{"$f":"3.6*AV226/(4.19*(Калькулятор!$C$8-Калькулятор!$D$8))","v":231.89928400954651},{"$f":"IF(Калькулятор!$F$8<>70,INDEX($C$6:$V$17,MATCH(AM226,$B$6:$B$17,0),MATCH(AK226&AL226,$C$2:$V$2,0))*(Калькулятор!$F$8/70)^справочно!$Y$2,INDEX($C$6:$V$17,MATCH(AM226,$B$6:$B$17,0),MATCH(AK226&AL226,$C$2:$V$2,0)))","v":2699.0499999999997}]
[null,null,null,null,null,null,null,null,null,null,null,null,null,null,null,null,null,null,null,null,null,null,null,null,null,null,"Конвектор внутрипольный Royal Thermo ATRIUM-190/300/2600-DG-U-NA","НС-1477638","RT-A-190/300/2600-DG-U-NA",3,5,9,13,18,21,23,190,300,2600,"DG","U","NA",{"$f":"IF((IFERROR(IF(VLOOKUP(AK227,X:Y,2,0)=TRUE,1,0),0)+IFERROR(IF(VLOOKUP(AL227,X:Y,2,0)=TRUE,1,0),0)+IFERROR(IF(VLOOKUP(AN227,X:Y,2,0)=TRUE,1,0),0)+IFERROR(IF(VLOOKUP(AO227,X:Y,2,0)=TRUE,1,0),0)+IFERROR(IF(VLOOKUP(AP227,X:Y,2,0)=TRUE,1,0),0)+IF(AND(AM227>=Калькулятор!$C$14,AM227<=Калькулятор!$E$14),1,0)+IF(OR(AND(AS227>=Калькулятор!$C$11,AS227<=IF(ISBLANK(Калькулятор!$E$11),100000,Калькулятор!$E$11)),Калькулятор!$C$11&Калькулятор!$E$11=\"\"),1,0))=7,1,0)","v":1},{"$f":"SUM(AQ$2:AQ227)","v":226},{"$f":"IF(Калькулятор!$F$8<>70,ROUND(INDEX($C$6:$V$17,MATCH(AM227,$B$6:$B$17,0),MATCH(AK227&AL227,$C$2:$V$2,0))*(Калькулятор!$F$8/70)^справочно!$Y$2,0),ROUND(INDEX($C$6:$V$17,MATCH(AM227,$B$6:$B$17,0),MATCH(AK227&AL227,$C$2:$V$2,0)),0))","v":2935},"ЗО",{"$f":"3.6*AV227/(4.19*(Калькулятор!$C$8-Калькулятор!$D$8))","v":252.15465393794744},{"$f":"IF(Калькулятор!$F$8<>70,INDEX($C$6:$V$17,MATCH(AM227,$B$6:$B$17,0),MATCH(AK227&AL227,$C$2:$V$2,0))*(Калькулятор!$F$8/70)^справочно!$Y$2,INDEX($C$6:$V$17,MATCH(AM227,$B$6:$B$17,0),MATCH(AK227&AL227,$C$2:$V$2,0)))","v":2934.7999999999997}]
[null,null,null,null,null,null,null,null,null,null,null,null,null,null,null,null,null,null,null,null,null,null,null,null,null,null,"Конвектор внутрипольный Royal Thermo ATRIUM-190/300/2800-DG-U-NA","НС-1477641","RT-A-190/300/2800-DG-U-NA",3,5,9,13,18,21,23,190,300,2800,"DG","U","NA",{"$f":"IF((IFERROR(IF(VLOOKUP(AK228,X:Y,2,0)=TRUE,1,0),0)+IFERROR(IF(VLOOKUP(AL228,X:Y,2,0)=TRUE,1,0),0)+IFERROR(IF(VLOOKUP(AN228,X:Y,2,0)=TRUE,1,0),0)+IFERROR(IF(VLOOKUP(AO228,X:Y,2,0)=TRUE,1,0),0)+IFERROR(IF(VLOOKUP(AP228,X:Y,2,0)=TRUE,1,0),0)+IF(AND(AM228>=Калькулятор!$C$14,AM228<=Калькулятор!$E$14),1,0)+IF(OR(AND(AS228>=Калькулятор!$C$11,AS228<=IF(ISBLANK(Калькулятор!$E$11),100000,Калькулятор!$E$11)),Калькулятор!$C$11&Калькулятор!$E$11=\"\"),1,0))=7,1,0)","v":1},{"$f":"SUM(AQ$2:AQ228)","v":227},{"$f":"IF(Калькулятор!$F$8<>70,ROUND(INDEX($C$6:$V$17,MATCH(AM228,$B$6:$B$17,0),MATCH(AK228&AL228,$C$2:$V$2,0))*(Калькулятор!$F$8/70)^справочно!$Y$2,0),ROUND(INDEX($C$6:$V$17,MATCH(AM228,$B$6:$B$17,0),MATCH(AK228&AL228,$C$2:$V$2,0)),0))","v":3169},"ЗО",{"$f":"3.6*AV228/(4.19*(Калькулятор!$C$8-Калькулятор!$D$8))","v":272.31121718377079},{"$f":"IF(Калькулятор!$F$8<>70,INDEX($C$6:$V$17,MATCH(AM228,$B$6:$B$17,0),MATCH(AK228&AL228,$C$2:$V$2,0))*(Калькулятор!$F$8/70)^справочно!$Y$2,INDEX($C$6:$V$17,MATCH(AM228,$B$6:$B$17,0),MATCH(AK228&AL228,$C$2:$V$2,0)))","v":3169.3999999999996}]
[null,null,null,null,null,null,null,null,null,null,null,null,null,null,null,null,null,null,null,null,null,null,null,null,null,null,"Конвектор внутрипольный Royal Thermo ATRIUM-190/300/3000-DG-U-NA","НС-1477644","RT-A-190/300/3000-DG-U-NA",3,5,9,13,18,21,23,190,300,3000,"DG","U","NA",{"$f":"IF((IFERROR(IF(VLOOKUP(AK229,X:Y,2,0)=TRUE,1,0),0)+IFERROR(IF(VLOOKUP(AL229,X:Y,2,0)=TRUE,1,0),0)+IFERROR(IF(VLOOKUP(AN229,X:Y,2,0)=TRUE,1,0),0)+IFERROR(IF(VLOOKUP(AO229,X:Y,2,0)=TRUE,1,0),0)+IFERROR(IF(VLOOKUP(AP229,X:Y,2,0)=TRUE,1,0),0)+IF(AND(AM229>=Калькулятор!$C$14,AM229<=Калькулятор!$E$14),1,0)+IF(OR(AND(AS229>=Калькулятор!$C$11,AS229<=IF(ISBLANK(Калькулятор!$E$11),100000,Калькулятор!$E$11)),Калькулятор!$C$11&Калькулятор!$E$11=\"\"),1,0))=7,1,0)","v":1},{"$f":"SUM(AQ$2:AQ229)","v":228},{"$f":"IF(Калькулятор!$F$8<>70,ROUND(INDEX($C$6:$V$17,MATCH(AM229,$B$6:$B$17,0),MATCH(AK229&AL229,$C$2:$V$2,0))*(Калькулятор!$F$8/70)^справочно!$Y$2,0),ROUND(INDEX($C$6:$V$17,MATCH(AM229,$B$6:$B$17,0),MATCH(AK229&AL229,$C$2:$V$2,0)),0))","v":3405},"ЗО",{"$f":"3.6*AV229/(4.19*(Калькулятор!$C$8-Калькулятор!$D$8))","v":292.56658711217176},{"$f":"IF(Калькулятор!$F$8<>70,INDEX($C$6:$V$17,MATCH(AM229,$B$6:$B$17,0),MATCH(AK229&AL229,$C$2:$V$2,0))*(Калькулятор!$F$8/70)^справочно!$Y$2,INDEX($C$6:$V$17,MATCH(AM229,$B$6:$B$17,0),MATCH(AK229&AL229,$C$2:$V$2,0)))","v":3405.1499999999996}]
[null,null,null,null,null,null,null,null,null,null,null,null,null,null,null,null,null,null,null,null,null,null,null,null,null,null,"Конвектор внутрипольный Royal Thermo ATRIUM-190/400/800-DG-U-NA","НС-1477681","RT-A-190/400/800-DG-U-NA",3,5,9,13,17,20,22,190,400,800,"DG","U","NA",{"$f":"IF((IFERROR(IF(VLOOKUP(AK230,X:Y,2,0)=TRUE,1,0),0)+IFERROR(IF(VLOOKUP(AL230,X:Y,2,0)=TRUE,1,0),0)+IFERROR(IF(VLOOKUP(AN230,X:Y,2,0)=TRUE,1,0),0)+IFERROR(IF(VLOOKUP(AO230,X:Y,2,0)=TRUE,1,0),0)+IFERROR(IF(VLOOKUP(AP230,X:Y,2,0)=TRUE,1,0),0)+IF(AND(AM230>=Калькулятор!$C$14,AM230<=Калькулятор!$E$14),1,0)+IF(OR(AND(AS230>=Калькулятор!$C$11,AS230<=IF(ISBLANK(Калькулятор!$E$11),100000,Калькулятор!$E$11)),Калькулятор!$C$11&Калькулятор!$E$11=\"\"),1,0))=7,1,0)","v":1},{"$f":"SUM(AQ$2:AQ230)","v":229},{"$f":"IF(Калькулятор!$F$8<>70,ROUND(INDEX($C$6:$V$17,MATCH(AM230,$B$6:$B$17,0),MATCH(AK230&AL230,$C$2:$V$2,0))*(Калькулятор!$F$8/70)^справочно!$Y$2,0),ROUND(INDEX($C$6:$V$17,MATCH(AM230,$B$6:$B$17,0),MATCH(AK230&AL230,$C$2:$V$2,0)),0))","v":895},"ЗО",{"$f":"3.6*AV230/(4.19*(Калькулятор!$C$8-Калькулятор!$D$8))","v":76.871599045346045},{"$f":"IF(Калькулятор!$F$8<>70,INDEX($C$6:$V$17,MATCH(AM230,$B$6:$B$17,0),MATCH(AK230&AL230,$C$2:$V$2,0))*(Калькулятор!$F$8/70)^справочно!$Y$2,INDEX($C$6:$V$17,MATCH(AM230,$B$6:$B$17,0),MATCH(AK230&AL230,$C$2:$V$2,0)))","v":894.69999999999993}]
[null,null,null,null,null,null,null,null,null,null,null,null,null,null,null,null,null,null,null,null,null,null,null,null,null,null,"Конвектор внутрипольный Royal Thermo ATRIUM-190/400/1000-DG-U-NA","НС-1477653","RT-A-190/400/1000-DG-U-NA",3,5,9,13,18,21,23,190,400,1000,"DG","U","NA",{"$f":"IF((IFERROR(IF(VLOOKUP(AK231,X:Y,2,0)=TRUE,1,0),0)+IFERROR(IF(VLOOKUP(AL231,X:Y,2,0)=TRUE,1,0),0)+IFERROR(IF(VLOOKUP(AN231,X:Y,2,0)=TRUE,1,0),0)+IFERROR(IF(VLOOKUP(AO231,X:Y,2,0)=TRUE,1,0),0)+IFERROR(IF(VLOOKUP(AP231,X:Y,2,0)=TRUE,1,0),0)+IF(AND(AM231>=Калькулятор!$C$14,AM231<=Калькулятор!$E$14),1,0)+IF(OR(AND(AS231>=Калькулятор!$C$11,AS231<=IF(ISBLANK(Калькулятор!$E$11),100000,Калькулятор!$E$11)),Калькулятор!$C$11&Калькулятор!$E$11=\"\"),1,0))=7,1,0)","v":1},{"$f":"SUM(AQ$2:AQ231)","v":230},{"$f":"IF(Калькулятор!$F$8<>70,ROUND(INDEX($C$6:$V$17,MATCH(AM231,$B$6:$B$17,0),MATCH(AK231&AL231,$C$2:$V$2,0))*(Калькулятор!$F$8/70)^справочно!$Y$2,0),ROUND(INDEX($C$6:$V$17,MATCH(AM231,$B$6:$B$17,0),MATCH(AK231&AL231,$C$2:$V$2,0)),0))","v":1164},"ЗО",{"$f":"3.6*AV231/(4.19*(Калькулятор!$C$8-Калькулятор!$D$8))","v":99.99236276849642},{"$f":"IF(Калькулятор!$F$8<>70,INDEX($C$6:$V$17,MATCH(AM231,$B$6:$B$17,0),MATCH(AK231&AL231,$C$2:$V$2,0))*(Калькулятор!$F$8/70)^справочно!$Y$2,INDEX($C$6:$V$17,MATCH(AM231,$B$6:$B$17,0),MATCH(AK231&AL231,$C$2:$V$2,0)))","v":1163.8}]
[null,null,null,null,null,null,null,null,null,null,null,null,null,null,null,null,null,null,null,null,null,null,null,null,null,null,"Конвектор внутрипольный Royal Thermo ATRIUM-190/400/1200-DG-U-NA","НС-1477656","RT-A-190/400/1200-DG-U-NA",3,5,9,13,18,21,23,190,400,1200,"DG","U","NA",{"$f":"IF((IFERROR(IF(VLOOKUP(AK232,X:Y,2,0)=TRUE,1,0),0)+IFERROR(IF(VLOOKUP(AL232,X:Y,2,0)=TRUE,1,0),0)+IFERROR(IF(VLOOKUP(AN232,X:Y,2,0)=TRUE,1,0),0)+IFERROR(IF(VLOOKUP(AO232,X:Y,2,0)=TRUE,1,0),0)+IFERROR(IF(VLOOKUP(AP232,X:Y,2,0)=TRUE,1,0),0)+IF(AND(AM232>=Калькулятор!$C$14,AM232<=Калькулятор!$E$14),1,0)+IF(OR(AND(AS232>=Калькулятор!$C$11,AS232<=IF(ISBLANK(Калькулятор!$E$11),100000,Калькулятор!$E$11)),Калькулятор!$C$11&Калькулятор!$E$11=\"\"),1,0))=7,1,0)","v":1},{"$f":"SUM(AQ$2:AQ232)","v":231},{"$f":"IF(Калькулятор!$F$8<>70,ROUND(INDEX($C$6:$V$17,MATCH(AM232,$B$6:$B$17,0),MATCH(AK232&AL232,$C$2:$V$2,0))*(Калькулятор!$F$8/70)^справочно!$Y$2,0),ROUND(INDEX($C$6:$V$17,MATCH(AM232,$B$6:$B$17,0),MATCH(AK232&AL232,$C$2:$V$2,0)),0))","v":1433},"ЗО",{"$f":"3.6*AV232/(4.19*(Калькулятор!$C$8-Калькулятор!$D$8))","v":123.11312649164675},{"$f":"IF(Калькулятор!$F$8<>70,INDEX($C$6:$V$17,MATCH(AM232,$B$6:$B$17,0),MATCH(AK232&AL232,$C$2:$V$2,0))*(Калькулятор!$F$8/70)^справочно!$Y$2,INDEX($C$6:$V$17,MATCH(AM232,$B$6:$B$17,0),MATCH(AK232&AL232,$C$2:$V$2,0)))","v":1432.8999999999999}]
[null,null,null,null,null,null,null,null,null,null,null,null,null,null,null,null,null,null,null,null,null,null,null,null,null,null,"Конвектор внутрипольный Royal Thermo ATRIUM-190/400/1400-DG-U-NA","НС-1477659","RT-A-190/400/1400-DG-U-NA",3,5,9,13,18,21,23,190,400,1400,"DG","U","NA",{"$f":"IF((IFERROR(IF(VLOOKUP(AK233,X:Y,2,0)=TRUE,1,0),0)+IFERROR(IF(VLOOKUP(AL233,X:Y,2,0)=TRUE,1,0),0)+IFERROR(IF(VLOOKUP(AN233,X:Y,2,0)=TRUE,1,0),0)+IFERROR(IF(VLOOKUP(AO233,X:Y,2,0)=TRUE,1,0),0)+IFERROR(IF(VLOOKUP(AP233,X:Y,2,0)=TRUE,1,0),0)+IF(AND(AM233>=Калькулятор!$C$14,AM233<=Калькулятор!$E$14),1,0)+IF(OR(AND(AS233>=Калькулятор!$C$11,AS233<=IF(ISBLANK(Калькулятор!$E$11),100000,Калькулятор!$E$11)),Калькулятор!$C$11&Калькулятор!$E$11=\"\"),1,0))=7,1,0)","v":1},{"$f":"SUM(AQ$2:AQ233)","v":232},{"$f":"IF(Калькулятор!$F$8<>70,ROUND(INDEX($C$6:$V$17,MATCH(AM233,$B$6:$B$17,0),MATCH(AK233&AL233,$C$2:$V$2,0))*(Калькулятор!$F$8/70)^справочно!$Y$2,0),ROUND(INDEX($C$6:$V$17,MATCH(AM233,$B$6:$B$17,0),MATCH(AK233&AL233,$C$2:$V$2,0)),0))","v":1700},"ЗО",{"$f":"3.6*AV233/(4.19*(Калькулятор!$C$8-Калькулятор!$D$8))","v":146.03627684964198},{"$f":"IF(Калькулятор!$F$8<>70,INDEX($C$6:$V$17,MATCH(AM233,$B$6:$B$17,0),MATCH(AK233&AL233,$C$2:$V$2,0))*(Калькулятор!$F$8/70)^справочно!$Y$2,INDEX($C$6:$V$17,MATCH(AM233,$B$6:$B$17,0),MATCH(AK233&AL233,$C$2:$V$2,0)))","v":1699.6999999999998}]
[null,null,null,null,null,null,null,null,null,null,null,null,null,null,null,null,null,null,null,null,null,null,null,null,null,null,"Конвектор внутрипольный Royal Thermo ATRIUM-190/400/1600-DG-U-NA","НС-1477662","RT-A-190/400/1600-DG-U-NA",3,5,9,13,18,21,23,190,400,1600,"DG","U","NA",{"$f":"IF((IFERROR(IF(VLOOKUP(AK234,X:Y,2,0)=TRUE,1,0),0)+IFERROR(IF(VLOOKUP(AL234,X:Y,2,0)=TRUE,1,0),0)+IFERROR(IF(VLOOKUP(AN234,X:Y,2,0)=TRUE,1,0),0)+IFERROR(IF(VLOOKUP(AO234,X:Y,2,0)=TRUE,1,0),0)+IFERROR(IF(VLOOKUP(AP234,X:Y,2,0)=TRUE,1,0),0)+IF(AND(AM234>=Калькулятор!$C$14,AM234<=Калькулятор!$E$14),1,0)+IF(OR(AND(AS234>=Калькулятор!$C$11,AS234<=IF(ISBLANK(Калькулятор!$E$11),100000,Калькулятор!$E$11)),Калькулятор!$C$11&Калькулятор!$E$11=\"\"),1,0))=7,1,0)","v":1},{"$f":"SUM(AQ$2:AQ234)","v":233},{"$f":"IF(Калькулятор!$F$8<>70,ROUND(INDEX($C$6:$V$17,MATCH(AM234,$B$6:$B$17,0),MATCH(AK234&AL234,$C$2:$V$2,0))*(Калькулятор!$F$8/70)^справочно!$Y$2,0),ROUND(INDEX($C$6:$V$17,MATCH(AM234,$B$6:$B$17,0),MATCH(AK234&AL234,$C$2:$V$2,0)),0))","v":1969},"ЗО",{"$f":"3.6*AV234/(4.19*(Калькулятор!$C$8-Калькулятор!$D$8))","v":169.15704057279234},{"$f":"IF(Калькулятор!$F$8<>70,INDEX($C$6:$V$17,MATCH(AM234,$B$6:$B$17,0),MATCH(AK234&AL234,$C$2:$V$2,0))*(Калькулятор!$F$8/70)^справочно!$Y$2,INDEX($C$6:$V$17,MATCH(AM234,$B$6:$B$17,0),MATCH(AK234&AL234,$C$2:$V$2,0)))","v":1968.8}]
[null,null,null,null,null,null,null,null,null,null,null,null,null,null,null,null,null,null,null,null,null,null,null,null,null,null,"Конвектор внутрипольный Royal Thermo ATRIUM-190/400/1800-DG-U-NA","НС-1477665","RT-A-190/400/1800-DG-U-NA",3,5,9,13,18,21,23,190,400,1800,"DG","U","NA",{"$f":"IF((IFERROR(IF(VLOOKUP(AK235,X:Y,2,0)=TRUE,1,0),0)+IFERROR(IF(VLOOKUP(AL235,X:Y,2,0)=TRUE,1,0),0)+IFERROR(IF(VLOOKUP(AN235,X:Y,2,0)=TRUE,1,0),0)+IFERROR(IF(VLOOKUP(AO235,X:Y,2,0)=TRUE,1,0),0)+IFERROR(IF(VLOOKUP(AP235,X:Y,2,0)=TRUE,1,0),0)+IF(AND(AM235>=Калькулятор!$C$14,AM235<=Калькулятор!$E$14),1,0)+IF(OR(AND(AS235>=Калькулятор!$C$11,AS235<=IF(ISBLANK(Калькулятор!$E$11),100000,Калькулятор!$E$11)),Калькулятор!$C$11&Калькулятор!$E$11=\"\"),1,0))=7,1,0)","v":1},{"$f":"SUM(AQ$2:AQ235)","v":234},{"$f":"IF(Калькулятор!$F$8<>70,ROUND(INDEX($C$6:$V$17,MATCH(AM235,$B$6:$B$17,0),MATCH(AK235&AL235,$C$2:$V$2,0))*(Калькулятор!$F$8/70)^справочно!$Y$2,0),ROUND(INDEX($C$6:$V$17,MATCH(AM235,$B$6:$B$17,0),MATCH(AK235&AL235,$C$2:$V$2,0)),0))","v":2237},"ЗО",{"$f":"3.6*AV235/(4.19*(Калькулятор!$C$8-Калькулятор!$D$8))","v":192.17899761336514},{"$f":"IF(Калькулятор!$F$8<>70,INDEX($C$6:$V$17,MATCH(AM235,$B$6:$B$17,0),MATCH(AK235&AL235,$C$2:$V$2,0))*(Калькулятор!$F$8/70)^справочно!$Y$2,INDEX($C$6:$V$17,MATCH(AM235,$B$6:$B$17,0),MATCH(AK235&AL235,$C$2:$V$2,0)))","v":2236.75}]
[null,null,null,null,null,null,null,null,null,null,null,null,null,null,null,null,null,null,null,null,null,null,null,null,null,null,"Конвектор внутрипольный Royal Thermo ATRIUM-190/400/2000-DG-U-NA","НС-1477685","RT-A-190/400/2000-DG-U-NA",3,5,9,13,18,21,23,190,400,2000,"DG","U","NA",{"$f":"IF((IFERROR(IF(VLOOKUP(AK236,X:Y,2,0)=TRUE,1,0),0)+IFERROR(IF(VLOOKUP(AL236,X:Y,2,0)=TRUE,1,0),0)+IFERROR(IF(VLOOKUP(AN236,X:Y,2,0)=TRUE,1,0),0)+IFERROR(IF(VLOOKUP(AO236,X:Y,2,0)=TRUE,1,0),0)+IFERROR(IF(VLOOKUP(AP236,X:Y,2,0)=TRUE,1,0),0)+IF(AND(AM236>=Калькулятор!$C$14,AM236<=Калькулятор!$E$14),1,0)+IF(OR(AND(AS236>=Калькулятор!$C$11,AS236<=IF(ISBLANK(Калькулятор!$E$11),100000,Калькулятор!$E$11)),Калькулятор!$C$11&Калькулятор!$E$11=\"\"),1,0))=7,1,0)","v":1},{"$f":"SUM(AQ$2:AQ236)","v":235},{"$f":"IF(Калькулятор!$F$8<>70,ROUND(INDEX($C$6:$V$17,MATCH(AM236,$B$6:$B$17,0),MATCH(AK236&AL236,$C$2:$V$2,0))*(Калькулятор!$F$8/70)^справочно!$Y$2,0),ROUND(INDEX($C$6:$V$17,MATCH(AM236,$B$6:$B$17,0),MATCH(AK236&AL236,$C$2:$V$2,0)),0))","v":2506},"ЗО",{"$f":"3.6*AV236/(4.19*(Калькулятор!$C$8-Калькулятор!$D$8))","v":215.29976133651547},{"$f":"IF(Калькулятор!$F$8<>70,INDEX($C$6:$V$17,MATCH(AM236,$B$6:$B$17,0),MATCH(AK236&AL236,$C$2:$V$2,0))*(Калькулятор!$F$8/70)^справочно!$Y$2,INDEX($C$6:$V$17,MATCH(AM236,$B$6:$B$17,0),MATCH(AK236&AL236,$C$2:$V$2,0)))","v":2505.85}]
[null,null,null,null,null,null,null,null,null,null,null,null,null,null,null,null,null,null,null,null,null,null,null,null,null,null,"Конвектор внутрипольный Royal Thermo ATRIUM-190/400/2200-DG-U-NA","НС-1477686","RT-A-190/400/2200-DG-U-NA",3,5,9,13,18,21,23,190,400,2200,"DG","U","NA",{"$f":"IF((IFERROR(IF(VLOOKUP(AK237,X:Y,2,0)=TRUE,1,0),0)+IFERROR(IF(VLOOKUP(AL237,X:Y,2,0)=TRUE,1,0),0)+IFERROR(IF(VLOOKUP(AN237,X:Y,2,0)=TRUE,1,0),0)+IFERROR(IF(VLOOKUP(AO237,X:Y,2,0)=TRUE,1,0),0)+IFERROR(IF(VLOOKUP(AP237,X:Y,2,0)=TRUE,1,0),0)+IF(AND(AM237>=Калькулятор!$C$14,AM237<=Калькулятор!$E$14),1,0)+IF(OR(AND(AS237>=Калькулятор!$C$11,AS237<=IF(ISBLANK(Калькулятор!$E$11),100000,Калькулятор!$E$11)),Калькулятор!$C$11&Калькулятор!$E$11=\"\"),1,0))=7,1,0)","v":1},{"$f":"SUM(AQ$2:AQ237)","v":236},{"$f":"IF(Калькулятор!$F$8<>70,ROUND(INDEX($C$6:$V$17,MATCH(AM237,$B$6:$B$17,0),MATCH(AK237&AL237,$C$2:$V$2,0))*(Калькулятор!$F$8/70)^справочно!$Y$2,0),ROUND(INDEX($C$6:$V$17,MATCH(AM237,$B$6:$B$17,0),MATCH(AK237&AL237,$C$2:$V$2,0)),0))","v":2774},"ЗО",{"$f":"3.6*AV237/(4.19*(Калькулятор!$C$8-Калькулятор!$D$8))","v":238.32171837708825},{"$f":"IF(Калькулятор!$F$8<>70,INDEX($C$6:$V$17,MATCH(AM237,$B$6:$B$17,0),MATCH(AK237&AL237,$C$2:$V$2,0))*(Калькулятор!$F$8/70)^справочно!$Y$2,INDEX($C$6:$V$17,MATCH(AM237,$B$6:$B$17,0),MATCH(AK237&AL237,$C$2:$V$2,0)))","v":2773.7999999999997}]
[null,null,null,null,null,null,null,null,null,null,null,null,null,null,null,null,null,null,null,null,null,null,null,null,null,null,"Конвектор внутрипольный Royal Thermo ATRIUM-190/400/2400-DG-U-NA","НС-1477687","RT-A-190/400/2400-DG-U-NA",3,5,9,13,18,21,23,190,400,2400,"DG","U","NA",{"$f":"IF((IFERROR(IF(VLOOKUP(AK238,X:Y,2,0)=TRUE,1,0),0)+IFERROR(IF(VLOOKUP(AL238,X:Y,2,0)=TRUE,1,0),0)+IFERROR(IF(VLOOKUP(AN238,X:Y,2,0)=TRUE,1,0),0)+IFERROR(IF(VLOOKUP(AO238,X:Y,2,0)=TRUE,1,0),0)+IFERROR(IF(VLOOKUP(AP238,X:Y,2,0)=TRUE,1,0),0)+IF(AND(AM238>=Калькулятор!$C$14,AM238<=Калькулятор!$E$14),1,0)+IF(OR(AND(AS238>=Калькулятор!$C$11,AS238<=IF(ISBLANK(Калькулятор!$E$11),100000,Калькулятор!$E$11)),Калькулятор!$C$11&Калькулятор!$E$11=\"\"),1,0))=7,1,0)","v":1},{"$f":"SUM(AQ$2:AQ238)","v":237},{"$f":"IF(Калькулятор!$F$8<>70,ROUND(INDEX($C$6:$V$17,MATCH(AM238,$B$6:$B$17,0),MATCH(AK238&AL238,$C$2:$V$2,0))*(Калькулятор!$F$8/70)^справочно!$Y$2,0),ROUND(INDEX($C$6:$V$17,MATCH(AM238,$B$6:$B$17,0),MATCH(AK238&AL238,$C$2:$V$2,0)),0))","v":3042},"ЗО",{"$f":"3.6*AV238/(4.19*(Калькулятор!$C$8-Калькулятор!$D$8))","v":261.34367541766102},{"$f":"IF(Калькулятор!$F$8<>70,INDEX($C$6:$V$17,MATCH(AM238,$B$6:$B$17,0),MATCH(AK238&AL238,$C$2:$V$2,0))*(Калькулятор!$F$8/70)^справочно!$Y$2,INDEX($C$6:$V$17,MATCH(AM238,$B$6:$B$17,0),MATCH(AK238&AL238,$C$2:$V$2,0)))","v":3041.7499999999995}]
[null,null,null,null,null,null,null,null,null,null,null,null,null,null,null,null,null,null,null,null,null,null,null,null,null,null,"Конвектор внутрипольный Royal Thermo ATRIUM-190/400/2600-DG-U-NA","НС-1477688","RT-A-190/400/2600-DG-U-NA",3,5,9,13,18,21,23,190,400,2600,"DG","U","NA",{"$f":"IF((IFERROR(IF(VLOOKUP(AK239,X:Y,2,0)=TRUE,1,0),0)+IFERROR(IF(VLOOKUP(AL239,X:Y,2,0)=TRUE,1,0),0)+IFERROR(IF(VLOOKUP(AN239,X:Y,2,0)=TRUE,1,0),0)+IFERROR(IF(VLOOKUP(AO239,X:Y,2,0)=TRUE,1,0),0)+IFERROR(IF(VLOOKUP(AP239,X:Y,2,0)=TRUE,1,0),0)+IF(AND(AM239>=Калькулятор!$C$14,AM239<=Калькулятор!$E$14),1,0)+IF(OR(AND(AS239>=Калькулятор!$C$11,AS239<=IF(ISBLANK(Калькулятор!$E$11),100000,Калькулятор!$E$11)),Калькулятор!$C$11&Калькулятор!$E$11=\"\"),1,0))=7,1,0)","v":1},{"$f":"SUM(AQ$2:AQ239)","v":238},{"$f":"IF(Калькулятор!$F$8<>70,ROUND(INDEX($C$6:$V$17,MATCH(AM239,$B$6:$B$17,0),MATCH(AK239&AL239,$C$2:$V$2,0))*(Калькулятор!$F$8/70)^справочно!$Y$2,0),ROUND(INDEX($C$6:$V$17,MATCH(AM239,$B$6:$B$17,0),MATCH(AK239&AL239,$C$2:$V$2,0)),0))","v":3311},"ЗО",{"$f":"3.6*AV239/(4.19*(Калькулятор!$C$8-Калькулятор!$D$8))","v":284.46443914081141},{"$f":"IF(Калькулятор!$F$8<>70,INDEX($C$6:$V$17,MATCH(AM239,$B$6:$B$17,0),MATCH(AK239&AL239,$C$2:$V$2,0))*(Калькулятор!$F$8/70)^справочно!$Y$2,INDEX($C$6:$V$17,MATCH(AM239,$B$6:$B$17,0),MATCH(AK239&AL239,$C$2:$V$2,0)))","v":3310.85}]
[null,null,null,null,null,null,null,null,null,null,null,null,null,null,null,null,null,null,null,null,null,null,null,null,null,null,"Конвектор внутрипольный Royal Thermo ATRIUM-190/400/2800-DG-U-NA","НС-1477689","RT-A-190/400/2800-DG-U-NA",3,5,9,13,18,21,23,190,400,2800,"DG","U","NA",{"$f":"IF((IFERROR(IF(VLOOKUP(AK240,X:Y,2,0)=TRUE,1,0),0)+IFERROR(IF(VLOOKUP(AL240,X:Y,2,0)=TRUE,1,0),0)+IFERROR(IF(VLOOKUP(AN240,X:Y,2,0)=TRUE,1,0),0)+IFERROR(IF(VLOOKUP(AO240,X:Y,2,0)=TRUE,1,0),0)+IFERROR(IF(VLOOKUP(AP240,X:Y,2,0)=TRUE,1,0),0)+IF(AND(AM240>=Калькулятор!$C$14,AM240<=Калькулятор!$E$14),1,0)+IF(OR(AND(AS240>=Калькулятор!$C$11,AS240<=IF(ISBLANK(Калькулятор!$E$11),100000,Калькулятор!$E$11)),Калькулятор!$C$11&Калькулятор!$E$11=\"\"),1,0))=7,1,0)","v":1},{"$f":"SUM(AQ$2:AQ240)","v":239},{"$f":"IF(Калькулятор!$F$8<>70,ROUND(INDEX($C$6:$V$17,MATCH(AM240,$B$6:$B$17,0),MATCH(AK240&AL240,$C$2:$V$2,0))*(Калькулятор!$F$8/70)^справочно!$Y$2,0),ROUND(INDEX($C$6:$V$17,MATCH(AM240,$B$6:$B$17,0),MATCH(AK240&AL240,$C$2:$V$2,0)),0))","v":3579},"ЗО",{"$f":"3.6*AV240/(4.19*(Калькулятор!$C$8-Калькулятор!$D$8))","v":307.48639618138418},{"$f":"IF(Калькулятор!$F$8<>70,INDEX($C$6:$V$17,MATCH(AM240,$B$6:$B$17,0),MATCH(AK240&AL240,$C$2:$V$2,0))*(Калькулятор!$F$8/70)^справочно!$Y$2,INDEX($C$6:$V$17,MATCH(AM240,$B$6:$B$17,0),MATCH(AK240&AL240,$C$2:$V$2,0)))","v":3578.7999999999997}]
[null,null,null,null,null,null,null,null,null,null,null,null,null,null,null,null,null,null,null,null,null,null,null,null,null,null,"Конвектор внутрипольный Royal Thermo ATRIUM-190/400/3000-DG-U-NA","НС-1477678","RT-A-190/400/3000-DG-U-NA",3,5,9,13,18,21,23,190,400,3000,"DG","U","NA",{"$f":"IF((IFERROR(IF(VLOOKUP(AK241,X:Y,2,0)=TRUE,1,0),0)+IFERROR(IF(VLOOKUP(AL241,X:Y,2,0)=TRUE,1,0),0)+IFERROR(IF(VLOOKUP(AN241,X:Y,2,0)=TRUE,1,0),0)+IFERROR(IF(VLOOKUP(AO241,X:Y,2,0)=TRUE,1,0),0)+IFERROR(IF(VLOOKUP(AP241,X:Y,2,0)=TRUE,1,0),0)+IF(AND(AM241>=Калькулятор!$C$14,AM241<=Калькулятор!$E$14),1,0)+IF(OR(AND(AS241>=Калькулятор!$C$11,AS241<=IF(ISBLANK(Калькулятор!$E$11),100000,Калькулятор!$E$11)),Калькулятор!$C$11&Калькулятор!$E$11=\"\"),1,0))=7,1,0)","v":1},{"$f":"SUM(AQ$2:AQ241)","v":240},{"$f":"IF(Калькулятор!$F$8<>70,ROUND(INDEX($C$6:$V$17,MATCH(AM241,$B$6:$B$17,0),MATCH(AK241&AL241,$C$2:$V$2,0))*(Калькулятор!$F$8/70)^справочно!$Y$2,0),ROUND(INDEX($C$6:$V$17,MATCH(AM241,$B$6:$B$17,0),MATCH(AK241&AL241,$C$2:$V$2,0)),0))","v":3848},"ЗО",{"$f":"3.6*AV241/(4.19*(Калькулятор!$C$8-Калькулятор!$D$8))","v":330.60715990453451},{"$f":"IF(Калькулятор!$F$8<>70,INDEX($C$6:$V$17,MATCH(AM241,$B$6:$B$17,0),MATCH(AK241&AL241,$C$2:$V$2,0))*(Калькулятор!$F$8/70)^справочно!$Y$2,INDEX($C$6:$V$17,MATCH(AM241,$B$6:$B$17,0),MATCH(AK241&AL241,$C$2:$V$2,0)))","v":3847.8999999999996}]
[null,null,null,null,null,null,null,null,null,null,null,null,null,null,null,null,null,null,null,null,null,null,null,null,null,null,"Конвектор внутрипольный Royal Thermo ATRIUM-75/200/800-DG-U-LB","НС-1477724","RT-A-75/200/800-DG-U-LB",3,5,8,12,16,19,21,75,200,800,"DG","U","LB",{"$f":"IF((IFERROR(IF(VLOOKUP(AK242,X:Y,2,0)=TRUE,1,0),0)+IFERROR(IF(VLOOKUP(AL242,X:Y,2,0)=TRUE,1,0),0)+IFERROR(IF(VLOOKUP(AN242,X:Y,2,0)=TRUE,1,0),0)+IFERROR(IF(VLOOKUP(AO242,X:Y,2,0)=TRUE,1,0),0)+IFERROR(IF(VLOOKUP(AP242,X:Y,2,0)=TRUE,1,0),0)+IF(AND(AM242>=Калькулятор!$C$14,AM242<=Калькулятор!$E$14),1,0)+IF(OR(AND(AS242>=Калькулятор!$C$11,AS242<=IF(ISBLANK(Калькулятор!$E$11),100000,Калькулятор!$E$11)),Калькулятор!$C$11&Калькулятор!$E$11=\"\"),1,0))=7,1,0)","v":0},{"$f":"SUM(AQ$2:AQ242)","v":240},{"$f":"IF(Калькулятор!$F$8<>70,ROUND(INDEX($C$6:$V$17,MATCH(AM242,$B$6:$B$17,0),MATCH(AK242&AL242,$C$2:$V$2,0))*(Калькулятор!$F$8/70)^справочно!$Y$2,0),ROUND(INDEX($C$6:$V$17,MATCH(AM242,$B$6:$B$17,0),MATCH(AK242&AL242,$C$2:$V$2,0)),0))","v":175},"ЗО",{"$f":"3.6*AV242/(4.19*(Калькулятор!$C$8-Калькулятор!$D$8))","v":15.027207637231502},{"$f":"IF(Калькулятор!$F$8<>70,INDEX($C$6:$V$17,MATCH(AM242,$B$6:$B$17,0),MATCH(AK242&AL242,$C$2:$V$2,0))*(Калькулятор!$F$8/70)^справочно!$Y$2,INDEX($C$6:$V$17,MATCH(AM242,$B$6:$B$17,0),MATCH(AK242&AL242,$C$2:$V$2,0)))","v":174.9}]
[null,null,null,null,null,null,null,null,null,null,null,null,null,null,null,null,null,null,null,null,null,null,null,null,null,null,"Конвектор внутрипольный Royal Thermo ATRIUM-75/200/1000-DG-U-LB","НС-1477691","RT-A-75/200/1000-DG-U-LB",3,5,8,12,17,20,22,75,200,1000,"DG","U","LB",{"$f":"IF((IFERROR(IF(VLOOKUP(AK243,X:Y,2,0)=TRUE,1,0),0)+IFERROR(IF(VLOOKUP(AL243,X:Y,2,0)=TRUE,1,0),0)+IFERROR(IF(VLOOKUP(AN243,X:Y,2,0)=TRUE,1,0),0)+IFERROR(IF(VLOOKUP(AO243,X:Y,2,0)=TRUE,1,0),0)+IFERROR(IF(VLOOKUP(AP243,X:Y,2,0)=TRUE,1,0),0)+IF(AND(AM243>=Калькулятор!$C$14,AM243<=Калькулятор!$E$14),1,0)+IF(OR(AND(AS243>=Калькулятор!$C$11,AS243<=IF(ISBLANK(Калькулятор!$E$11),100000,Калькулятор!$E$11)),Калькулятор!$C$11&Калькулятор!$E$11=\"\"),1,0))=7,1,0)","v":0},{"$f":"SUM(AQ$2:AQ243)","v":240},{"$f":"IF(Калькулятор!$F$8<>70,ROUND(INDEX($C$6:$V$17,MATCH(AM243,$B$6:$B$17,0),MATCH(AK243&AL243,$C$2:$V$2,0))*(Калькулятор!$F$8/70)^справочно!$Y$2,0),ROUND(INDEX($C$6:$V$17,MATCH(AM243,$B$6:$B$17,0),MATCH(AK243&AL243,$C$2:$V$2,0)),0))","v":238},"-",{"$f":"3.6*AV243/(4.19*(Калькулятор!$C$8-Калькулятор!$D$8))","v":20.414319809069212},{"$f":"IF(Калькулятор!$F$8<>70,INDEX($C$6:$V$17,MATCH(AM243,$B$6:$B$17,0),MATCH(AK243&AL243,$C$2:$V$2,0))*(Калькулятор!$F$8/70)^справочно!$Y$2,INDEX($C$6:$V$17,MATCH(AM243,$B$6:$B$17,0),MATCH(AK243&AL243,$C$2:$V$2,0)))","v":237.60000000000002}]
[null,null,null,null,null,null,null,null,null,null,null,null,null,null,null,null,null,null,null,null,null,null,null,null,null,null,"Конвектор внутрипольный Royal Thermo ATRIUM-75/200/1200-DG-U-LB","НС-1477694","RT-A-75/200/1200-DG-U-LB",3,5,8,12,17,20,22,75,200,1200,"DG","U","LB",{"$f":"IF((IFERROR(IF(VLOOKUP(AK244,X:Y,2,0)=TRUE,1,0),0)+IFERROR(IF(VLOOKUP(AL244,X:Y,2,0)=TRUE,1,0),0)+IFERROR(IF(VLOOKUP(AN244,X:Y,2,0)=TRUE,1,0),0)+IFERROR(IF(VLOOKUP(AO244,X:Y,2,0)=TRUE,1,0),0)+IFERROR(IF(VLOOKUP(AP244,X:Y,2,0)=TRUE,1,0),0)+IF(AND(AM244>=Калькулятор!$C$14,AM244<=Калькулятор!$E$14),1,0)+IF(OR(AND(AS244>=Калькулятор!$C$11,AS244<=IF(ISBLANK(Калькулятор!$E$11),100000,Калькулятор!$E$11)),Калькулятор!$C$11&Калькулятор!$E$11=\"\"),1,0))=7,1,0)","v":0},{"$f":"SUM(AQ$2:AQ244)","v":240},{"$f":"IF(Калькулятор!$F$8<>70,ROUND(INDEX($C$6:$V$17,MATCH(AM244,$B$6:$B$17,0),MATCH(AK244&AL244,$C$2:$V$2,0))*(Калькулятор!$F$8/70)^справочно!$Y$2,0),ROUND(INDEX($C$6:$V$17,MATCH(AM244,$B$6:$B$17,0),MATCH(AK244&AL244,$C$2:$V$2,0)),0))","v":299},"-",{"$f":"3.6*AV244/(4.19*(Калькулятор!$C$8-Калькулятор!$D$8))","v":25.706921241050118},{"$f":"IF(Калькулятор!$F$8<>70,INDEX($C$6:$V$17,MATCH(AM244,$B$6:$B$17,0),MATCH(AK244&AL244,$C$2:$V$2,0))*(Калькулятор!$F$8/70)^справочно!$Y$2,INDEX($C$6:$V$17,MATCH(AM244,$B$6:$B$17,0),MATCH(AK244&AL244,$C$2:$V$2,0)))","v":299.20000000000005}]
[null,null,null,null,null,null,null,null,null,null,null,null,null,null,null,null,null,null,null,null,null,null,null,null,null,null,"Конвектор внутрипольный Royal Thermo ATRIUM-75/200/1400-DG-U-LB","НС-1477697","RT-A-75/200/1400-DG-U-LB",3,5,8,12,17,20,22,75,200,1400,"DG","U","LB",{"$f":"IF((IFERROR(IF(VLOOKUP(AK245,X:Y,2,0)=TRUE,1,0),0)+IFERROR(IF(VLOOKUP(AL245,X:Y,2,0)=TRUE,1,0),0)+IFERROR(IF(VLOOKUP(AN245,X:Y,2,0)=TRUE,1,0),0)+IFERROR(IF(VLOOKUP(AO245,X:Y,2,0)=TRUE,1,0),0)+IFERROR(IF(VLOOKUP(AP245,X:Y,2,0)=TRUE,1,0),0)+IF(AND(AM245>=Калькулятор!$C$14,AM245<=Калькулятор!$E$14),1,0)+IF(OR(AND(AS245>=Калькулятор!$C$11,AS245<=IF(ISBLANK(Калькулятор!$E$11),100000,Калькулятор!$E$11)),Калькулятор!$C$11&Калькулятор!$E$11=\"\"),1,0))=7,1,0)","v":0},{"$f":"SUM(AQ$2:AQ245)","v":240},{"$f":"IF(Калькулятор!$F$8<>70,ROUND(INDEX($C$6:$V$17,MATCH(AM245,$B$6:$B$17,0),MATCH(AK245&AL245,$C$2:$V$2,0))*(Калькулятор!$F$8/70)^справочно!$Y$2,0),ROUND(INDEX($C$6:$V$17,MATCH(AM245,$B$6:$B$17,0),MATCH(AK245&AL245,$C$2:$V$2,0)),0))","v":362},"-",{"$f":"3.6*AV245/(4.19*(Калькулятор!$C$8-Калькулятор!$D$8))","v":31.094033412887828},{"$f":"IF(Калькулятор!$F$8<>70,INDEX($C$6:$V$17,MATCH(AM245,$B$6:$B$17,0),MATCH(AK245&AL245,$C$2:$V$2,0))*(Калькулятор!$F$8/70)^справочно!$Y$2,INDEX($C$6:$V$17,MATCH(AM245,$B$6:$B$17,0),MATCH(AK245&AL245,$C$2:$V$2,0)))","v":361.90000000000003}]
[null,null,null,null,null,null,null,null,null,null,null,null,null,null,null,null,null,null,null,null,null,null,null,null,null,null,"Конвектор внутрипольный Royal Thermo ATRIUM-75/200/1600-DG-U-LB","НС-1477700","RT-A-75/200/1600-DG-U-LB",3,5,8,12,17,20,22,75,200,1600,"DG","U","LB",{"$f":"IF((IFERROR(IF(VLOOKUP(AK246,X:Y,2,0)=TRUE,1,0),0)+IFERROR(IF(VLOOKUP(AL246,X:Y,2,0)=TRUE,1,0),0)+IFERROR(IF(VLOOKUP(AN246,X:Y,2,0)=TRUE,1,0),0)+IFERROR(IF(VLOOKUP(AO246,X:Y,2,0)=TRUE,1,0),0)+IFERROR(IF(VLOOKUP(AP246,X:Y,2,0)=TRUE,1,0),0)+IF(AND(AM246>=Калькулятор!$C$14,AM246<=Калькулятор!$E$14),1,0)+IF(OR(AND(AS246>=Калькулятор!$C$11,AS246<=IF(ISBLANK(Калькулятор!$E$11),100000,Калькулятор!$E$11)),Калькулятор!$C$11&Калькулятор!$E$11=\"\"),1,0))=7,1,0)","v":0},{"$f":"SUM(AQ$2:AQ246)","v":240},{"$f":"IF(Калькулятор!$F$8<>70,ROUND(INDEX($C$6:$V$17,MATCH(AM246,$B$6:$B$17,0),MATCH(AK246&AL246,$C$2:$V$2,0))*(Калькулятор!$F$8/70)^справочно!$Y$2,0),ROUND(INDEX($C$6:$V$17,MATCH(AM246,$B$6:$B$17,0),MATCH(AK246&AL246,$C$2:$V$2,0)),0))","v":425},"-",{"$f":"3.6*AV246/(4.19*(Калькулятор!$C$8-Калькулятор!$D$8))","v":36.481145584725539},{"$f":"IF(Калькулятор!$F$8<>70,INDEX($C$6:$V$17,MATCH(AM246,$B$6:$B$17,0),MATCH(AK246&AL246,$C$2:$V$2,0))*(Калькулятор!$F$8/70)^справочно!$Y$2,INDEX($C$6:$V$17,MATCH(AM246,$B$6:$B$17,0),MATCH(AK246&AL246,$C$2:$V$2,0)))","v":424.6}]
[null,null,null,null,null,null,null,null,null,null,null,null,null,null,null,null,null,null,null,null,null,null,null,null,null,null,"Конвектор внутрипольный Royal Thermo ATRIUM-75/200/1800-DG-U-LB","НС-1477703","RT-A-75/200/1800-DG-U-LB",3,5,8,12,17,20,22,75,200,1800,"DG","U","LB",{"$f":"IF((IFERROR(IF(VLOOKUP(AK247,X:Y,2,0)=TRUE,1,0),0)+IFERROR(IF(VLOOKUP(AL247,X:Y,2,0)=TRUE,1,0),0)+IFERROR(IF(VLOOKUP(AN247,X:Y,2,0)=TRUE,1,0),0)+IFERROR(IF(VLOOKUP(AO247,X:Y,2,0)=TRUE,1,0),0)+IFERROR(IF(VLOOKUP(AP247,X:Y,2,0)=TRUE,1,0),0)+IF(AND(AM247>=Калькулятор!$C$14,AM247<=Калькулятор!$E$14),1,0)+IF(OR(AND(AS247>=Калькулятор!$C$11,AS247<=IF(ISBLANK(Калькулятор!$E$11),100000,Калькулятор!$E$11)),Калькулятор!$C$11&Калькулятор!$E$11=\"\"),1,0))=7,1,0)","v":0},{"$f":"SUM(AQ$2:AQ247)","v":240},{"$f":"IF(Калькулятор!$F$8<>70,ROUND(INDEX($C$6:$V$17,MATCH(AM247,$B$6:$B$17,0),MATCH(AK247&AL247,$C$2:$V$2,0))*(Калькулятор!$F$8/70)^справочно!$Y$2,0),ROUND(INDEX($C$6:$V$17,MATCH(AM247,$B$6:$B$17,0),MATCH(AK247&AL247,$C$2:$V$2,0)),0))","v":487},"-",{"$f":"3.6*AV247/(4.19*(Калькулятор!$C$8-Калькулятор!$D$8))","v":41.868257756563239},{"$f":"IF(Калькулятор!$F$8<>70,INDEX($C$6:$V$17,MATCH(AM247,$B$6:$B$17,0),MATCH(AK247&AL247,$C$2:$V$2,0))*(Калькулятор!$F$8/70)^справочно!$Y$2,INDEX($C$6:$V$17,MATCH(AM247,$B$6:$B$17,0),MATCH(AK247&AL247,$C$2:$V$2,0)))","v":487.3}]
[null,null,null,null,null,null,null,null,null,null,null,null,null,null,null,null,null,null,null,null,null,null,null,null,null,null,"Конвектор внутрипольный Royal Thermo ATRIUM-75/200/2000-DG-U-LB","НС-1477706","RT-A-75/200/2000-DG-U-LB",3,5,8,12,17,20,22,75,200,2000,"DG","U","LB",{"$f":"IF((IFERROR(IF(VLOOKUP(AK248,X:Y,2,0)=TRUE,1,0),0)+IFERROR(IF(VLOOKUP(AL248,X:Y,2,0)=TRUE,1,0),0)+IFERROR(IF(VLOOKUP(AN248,X:Y,2,0)=TRUE,1,0),0)+IFERROR(IF(VLOOKUP(AO248,X:Y,2,0)=TRUE,1,0),0)+IFERROR(IF(VLOOKUP(AP248,X:Y,2,0)=TRUE,1,0),0)+IF(AND(AM248>=Калькулятор!$C$14,AM248<=Калькулятор!$E$14),1,0)+IF(OR(AND(AS248>=Калькулятор!$C$11,AS248<=IF(ISBLANK(Калькулятор!$E$11),100000,Калькулятор!$E$11)),Калькулятор!$C$11&Калькулятор!$E$11=\"\"),1,0))=7,1,0)","v":0},{"$f":"SUM(AQ$2:AQ248)","v":240},{"$f":"IF(Калькулятор!$F$8<>70,ROUND(INDEX($C$6:$V$17,MATCH(AM248,$B$6:$B$17,0),MATCH(AK248&AL248,$C$2:$V$2,0))*(Калькулятор!$F$8/70)^справочно!$Y$2,0),ROUND(INDEX($C$6:$V$17,MATCH(AM248,$B$6:$B$17,0),MATCH(AK248&AL248,$C$2:$V$2,0)),0))","v":550},"-",{"$f":"3.6*AV248/(4.19*(Калькулятор!$C$8-Калькулятор!$D$8))","v":47.255369928400945},{"$f":"IF(Калькулятор!$F$8<>70,INDEX($C$6:$V$17,MATCH(AM248,$B$6:$B$17,0),MATCH(AK248&AL248,$C$2:$V$2,0))*(Калькулятор!$F$8/70)^справочно!$Y$2,INDEX($C$6:$V$17,MATCH(AM248,$B$6:$B$17,0),MATCH(AK248&AL248,$C$2:$V$2,0)))","v":550}]
[null,null,null,null,null,null,null,null,null,null,null,null,null,null,null,null,null,null,null,null,null,null,null,null,null,null,"Конвектор внутрипольный Royal Thermo ATRIUM-75/200/2200-DG-U-LB","НС-1477709","RT-A-75/200/2200-DG-U-LB",3,5,8,12,17,20,22,75,200,2200,"DG","U","LB",{"$f":"IF((IFERROR(IF(VLOOKUP(AK249,X:Y,2,0)=TRUE,1,0),0)+IFERROR(IF(VLOOKUP(AL249,X:Y,2,0)=TRUE,1,0),0)+IFERROR(IF(VLOOKUP(AN249,X:Y,2,0)=TRUE,1,0),0)+IFERROR(IF(VLOOKUP(AO249,X:Y,2,0)=TRUE,1,0),0)+IFERROR(IF(VLOOKUP(AP249,X:Y,2,0)=TRUE,1,0),0)+IF(AND(AM249>=Калькулятор!$C$14,AM249<=Калькулятор!$E$14),1,0)+IF(OR(AND(AS249>=Калькулятор!$C$11,AS249<=IF(ISBLANK(Калькулятор!$E$11),100000,Калькулятор!$E$11)),Калькулятор!$C$11&Калькулятор!$E$11=\"\"),1,0))=7,1,0)","v":0},{"$f":"SUM(AQ$2:AQ249)","v":240},{"$f":"IF(Калькулятор!$F$8<>70,ROUND(INDEX($C$6:$V$17,MATCH(AM249,$B$6:$B$17,0),MATCH(AK249&AL249,$C$2:$V$2,0))*(Калькулятор!$F$8/70)^справочно!$Y$2,0),ROUND(INDEX($C$6:$V$17,MATCH(AM249,$B$6:$B$17,0),MATCH(AK249&AL249,$C$2:$V$2,0)),0))","v":613},"-",{"$f":"3.6*AV249/(4.19*(Калькулятор!$C$8-Калькулятор!$D$8))","v":52.642482100238659},{"$f":"IF(Калькулятор!$F$8<>70,INDEX($C$6:$V$17,MATCH(AM249,$B$6:$B$17,0),MATCH(AK249&AL249,$C$2:$V$2,0))*(Калькулятор!$F$8/70)^справочно!$Y$2,INDEX($C$6:$V$17,MATCH(AM249,$B$6:$B$17,0),MATCH(AK249&AL249,$C$2:$V$2,0)))","v":612.70000000000005}]
[null,null,null,null,null,null,null,null,null,null,null,null,null,null,null,null,null,null,null,null,null,null,null,null,null,null,"Конвектор внутрипольный Royal Thermo ATRIUM-75/200/2400-DG-U-LB","НС-1477712","RT-A-75/200/2400-DG-U-LB",3,5,8,12,17,20,22,75,200,2400,"DG","U","LB",{"$f":"IF((IFERROR(IF(VLOOKUP(AK250,X:Y,2,0)=TRUE,1,0),0)+IFERROR(IF(VLOOKUP(AL250,X:Y,2,0)=TRUE,1,0),0)+IFERROR(IF(VLOOKUP(AN250,X:Y,2,0)=TRUE,1,0),0)+IFERROR(IF(VLOOKUP(AO250,X:Y,2,0)=TRUE,1,0),0)+IFERROR(IF(VLOOKUP(AP250,X:Y,2,0)=TRUE,1,0),0)+IF(AND(AM250>=Калькулятор!$C$14,AM250<=Калькулятор!$E$14),1,0)+IF(OR(AND(AS250>=Калькулятор!$C$11,AS250<=IF(ISBLANK(Калькулятор!$E$11),100000,Калькулятор!$E$11)),Калькулятор!$C$11&Калькулятор!$E$11=\"\"),1,0))=7,1,0)","v":0},{"$f":"SUM(AQ$2:AQ250)","v":240},{"$f":"IF(Калькулятор!$F$8<>70,ROUND(INDEX($C$6:$V$17,MATCH(AM250,$B$6:$B$17,0),MATCH(AK250&AL250,$C$2:$V$2,0))*(Калькулятор!$F$8/70)^справочно!$Y$2,0),ROUND(INDEX($C$6:$V$17,MATCH(AM250,$B$6:$B$17,0),MATCH(AK250&AL250,$C$2:$V$2,0)),0))","v":678},"-",{"$f":"3.6*AV250/(4.19*(Калькулятор!$C$8-Калькулятор!$D$8))","v":58.218615751789969},{"$f":"IF(Калькулятор!$F$8<>70,INDEX($C$6:$V$17,MATCH(AM250,$B$6:$B$17,0),MATCH(AK250&AL250,$C$2:$V$2,0))*(Калькулятор!$F$8/70)^справочно!$Y$2,INDEX($C$6:$V$17,MATCH(AM250,$B$6:$B$17,0),MATCH(AK250&AL250,$C$2:$V$2,0)))","v":677.6}]
[null,null,null,null,null,null,null,null,null,null,null,null,null,null,null,null,null,null,null,null,null,null,null,null,null,null,"Конвектор внутрипольный Royal Thermo ATRIUM-75/200/2600-DG-U-LB","НС-1477715","RT-A-75/200/2600-DG-U-LB",3,5,8,12,17,20,22,75,200,2600,"DG","U","LB",{"$f":"IF((IFERROR(IF(VLOOKUP(AK251,X:Y,2,0)=TRUE,1,0),0)+IFERROR(IF(VLOOKUP(AL251,X:Y,2,0)=TRUE,1,0),0)+IFERROR(IF(VLOOKUP(AN251,X:Y,2,0)=TRUE,1,0),0)+IFERROR(IF(VLOOKUP(AO251,X:Y,2,0)=TRUE,1,0),0)+IFERROR(IF(VLOOKUP(AP251,X:Y,2,0)=TRUE,1,0),0)+IF(AND(AM251>=Калькулятор!$C$14,AM251<=Калькулятор!$E$14),1,0)+IF(OR(AND(AS251>=Калькулятор!$C$11,AS251<=IF(ISBLANK(Калькулятор!$E$11),100000,Калькулятор!$E$11)),Калькулятор!$C$11&Калькулятор!$E$11=\"\"),1,0))=7,1,0)","v":0},{"$f":"SUM(AQ$2:AQ251)","v":240},{"$f":"IF(Калькулятор!$F$8<>70,ROUND(INDEX($C$6:$V$17,MATCH(AM251,$B$6:$B$17,0),MATCH(AK251&AL251,$C$2:$V$2,0))*(Калькулятор!$F$8/70)^справочно!$Y$2,0),ROUND(INDEX($C$6:$V$17,MATCH(AM251,$B$6:$B$17,0),MATCH(AK251&AL251,$C$2:$V$2,0)),0))","v":740},"ЗО",{"$f":"3.6*AV251/(4.19*(Калькулятор!$C$8-Калькулятор!$D$8))","v":63.605727923627683},{"$f":"IF(Калькулятор!$F$8<>70,INDEX($C$6:$V$17,MATCH(AM251,$B$6:$B$17,0),MATCH(AK251&AL251,$C$2:$V$2,0))*(Калькулятор!$F$8/70)^справочно!$Y$2,INDEX($C$6:$V$17,MATCH(AM251,$B$6:$B$17,0),MATCH(AK251&AL251,$C$2:$V$2,0)))","v":740.30000000000007}]
[null,null,null,null,null,null,null,null,null,null,null,null,null,null,null,null,null,null,null,null,null,null,null,null,null,null,"Конвектор внутрипольный Royal Thermo ATRIUM-75/200/2800-DG-U-LB","НС-1477718","RT-A-75/200/2800-DG-U-LB",3,5,8,12,17,20,22,75,200,2800,"DG","U","LB",{"$f":"IF((IFERROR(IF(VLOOKUP(AK252,X:Y,2,0)=TRUE,1,0),0)+IFERROR(IF(VLOOKUP(AL252,X:Y,2,0)=TRUE,1,0),0)+IFERROR(IF(VLOOKUP(AN252,X:Y,2,0)=TRUE,1,0),0)+IFERROR(IF(VLOOKUP(AO252,X:Y,2,0)=TRUE,1,0),0)+IFERROR(IF(VLOOKUP(AP252,X:Y,2,0)=TRUE,1,0),0)+IF(AND(AM252>=Калькулятор!$C$14,AM252<=Калькулятор!$E$14),1,0)+IF(OR(AND(AS252>=Калькулятор!$C$11,AS252<=IF(ISBLANK(Калькулятор!$E$11),100000,Калькулятор!$E$11)),Калькулятор!$C$11&Калькулятор!$E$11=\"\"),1,0))=7,1,0)","v":0},{"$f":"SUM(AQ$2:AQ252)","v":240},{"$f":"IF(Калькулятор!$F$8<>70,ROUND(INDEX($C$6:$V$17,MATCH(AM252,$B$6:$B$17,0),MATCH(AK252&AL252,$C$2:$V$2,0))*(Калькулятор!$F$8/70)^справочно!$Y$2,0),ROUND(INDEX($C$6:$V$17,MATCH(AM252,$B$6:$B$17,0),MATCH(AK252&AL252,$C$2:$V$2,0)),0))","v":803},"ЗО",{"$f":"3.6*AV252/(4.19*(Калькулятор!$C$8-Калькулятор!$D$8))","v":68.992840095465397},{"$f":"IF(Калькулятор!$F$8<>70,INDEX($C$6:$V$17,MATCH(AM252,$B$6:$B$17,0),MATCH(AK252&AL252,$C$2:$V$2,0))*(Калькулятор!$F$8/70)^справочно!$Y$2,INDEX($C$6:$V$17,MATCH(AM252,$B$6:$B$17,0),MATCH(AK252&AL252,$C$2:$V$2,0)))","v":803.00000000000011}]
[null,null,null,null,null,null,null,null,null,null,null,null,null,null,null,null,null,null,null,null,null,null,null,null,null,null,"Конвектор внутрипольный Royal Thermo ATRIUM-75/200/3000-DG-U-LB","НС-1477721","RT-A-75/200/3000-DG-U-LB",3,5,8,12,17,20,22,75,200,3000,"DG","U","LB",{"$f":"IF((IFERROR(IF(VLOOKUP(AK253,X:Y,2,0)=TRUE,1,0),0)+IFERROR(IF(VLOOKUP(AL253,X:Y,2,0)=TRUE,1,0),0)+IFERROR(IF(VLOOKUP(AN253,X:Y,2,0)=TRUE,1,0),0)+IFERROR(IF(VLOOKUP(AO253,X:Y,2,0)=TRUE,1,0),0)+IFERROR(IF(VLOOKUP(AP253,X:Y,2,0)=TRUE,1,0),0)+IF(AND(AM253>=Калькулятор!$C$14,AM253<=Калькулятор!$E$14),1,0)+IF(OR(AND(AS253>=Калькулятор!$C$11,AS253<=IF(ISBLANK(Калькулятор!$E$11),100000,Калькулятор!$E$11)),Калькулятор!$C$11&Калькулятор!$E$11=\"\"),1,0))=7,1,0)","v":0},{"$f":"SUM(AQ$2:AQ253)","v":240},{"$f":"IF(Калькулятор!$F$8<>70,ROUND(INDEX($C$6:$V$17,MATCH(AM253,$B$6:$B$17,0),MATCH(AK253&AL253,$C$2:$V$2,0))*(Калькулятор!$F$8/70)^справочно!$Y$2,0),ROUND(INDEX($C$6:$V$17,MATCH(AM253,$B$6:$B$17,0),MATCH(AK253&AL253,$C$2:$V$2,0)),0))","v":866},"ЗО",{"$f":"3.6*AV253/(4.19*(Калькулятор!$C$8-Калькулятор!$D$8))","v":74.379952267303096},{"$f":"IF(Калькулятор!$F$8<>70,INDEX($C$6:$V$17,MATCH(AM253,$B$6:$B$17,0),MATCH(AK253&AL253,$C$2:$V$2,0))*(Калькулятор!$F$8/70)^справочно!$Y$2,INDEX($C$6:$V$17,MATCH(AM253,$B$6:$B$17,0),MATCH(AK253&AL253,$C$2:$V$2,0)))","v":865.7}]
[null,null,null,null,null,null,null,null,null,null,null,null,null,null,null,null,null,null,null,null,null,null,null,null,null,null,"Конвектор внутрипольный Royal Thermo ATRIUM-75/250/800-DG-U-LB","НС-1477763","RT-A-75/250/800-DG-U-LB",3,5,8,12,16,19,21,75,250,800,"DG","U","LB",{"$f":"IF((IFERROR(IF(VLOOKUP(AK254,X:Y,2,0)=TRUE,1,0),0)+IFERROR(IF(VLOOKUP(AL254,X:Y,2,0)=TRUE,1,0),0)+IFERROR(IF(VLOOKUP(AN254,X:Y,2,0)=TRUE,1,0),0)+IFERROR(IF(VLOOKUP(AO254,X:Y,2,0)=TRUE,1,0),0)+IFERROR(IF(VLOOKUP(AP254,X:Y,2,0)=TRUE,1,0),0)+IF(AND(AM254>=Калькулятор!$C$14,AM254<=Калькулятор!$E$14),1,0)+IF(OR(AND(AS254>=Калькулятор!$C$11,AS254<=IF(ISBLANK(Калькулятор!$E$11),100000,Калькулятор!$E$11)),Калькулятор!$C$11&Калькулятор!$E$11=\"\"),1,0))=7,1,0)","v":0},{"$f":"SUM(AQ$2:AQ254)","v":240},{"$f":"IF(Калькулятор!$F$8<>70,ROUND(INDEX($C$6:$V$17,MATCH(AM254,$B$6:$B$17,0),MATCH(AK254&AL254,$C$2:$V$2,0))*(Калькулятор!$F$8/70)^справочно!$Y$2,0),ROUND(INDEX($C$6:$V$17,MATCH(AM254,$B$6:$B$17,0),MATCH(AK254&AL254,$C$2:$V$2,0)),0))","v":216},"ЗО",{"$f":"3.6*AV254/(4.19*(Калькулятор!$C$8-Калькулятор!$D$8))","v":18.524105011933173},{"$f":"IF(Калькулятор!$F$8<>70,INDEX($C$6:$V$17,MATCH(AM254,$B$6:$B$17,0),MATCH(AK254&AL254,$C$2:$V$2,0))*(Калькулятор!$F$8/70)^справочно!$Y$2,INDEX($C$6:$V$17,MATCH(AM254,$B$6:$B$17,0),MATCH(AK254&AL254,$C$2:$V$2,0)))","v":215.60000000000002}]
[null,null,null,null,null,null,null,null,null,null,null,null,null,null,null,null,null,null,null,null,null,null,null,null,null,null,"Конвектор внутрипольный Royal Thermo ATRIUM-75/250/1000-DG-U-LB","НС-1477730","RT-A-75/250/1000-DG-U-LB",3,5,8,12,17,20,22,75,250,1000,"DG","U","LB",{"$f":"IF((IFERROR(IF(VLOOKUP(AK255,X:Y,2,0)=TRUE,1,0),0)+IFERROR(IF(VLOOKUP(AL255,X:Y,2,0)=TRUE,1,0),0)+IFERROR(IF(VLOOKUP(AN255,X:Y,2,0)=TRUE,1,0),0)+IFERROR(IF(VLOOKUP(AO255,X:Y,2,0)=TRUE,1,0),0)+IFERROR(IF(VLOOKUP(AP255,X:Y,2,0)=TRUE,1,0),0)+IF(AND(AM255>=Калькулятор!$C$14,AM255<=Калькулятор!$E$14),1,0)+IF(OR(AND(AS255>=Калькулятор!$C$11,AS255<=IF(ISBLANK(Калькулятор!$E$11),100000,Калькулятор!$E$11)),Калькулятор!$C$11&Калькулятор!$E$11=\"\"),1,0))=7,1,0)","v":0},{"$f":"SUM(AQ$2:AQ255)","v":240},{"$f":"IF(Калькулятор!$F$8<>70,ROUND(INDEX($C$6:$V$17,MATCH(AM255,$B$6:$B$17,0),MATCH(AK255&AL255,$C$2:$V$2,0))*(Калькулятор!$F$8/70)^справочно!$Y$2,0),ROUND(INDEX($C$6:$V$17,MATCH(AM255,$B$6:$B$17,0),MATCH(AK255&AL255,$C$2:$V$2,0)),0))","v":293},"-",{"$f":"3.6*AV255/(4.19*(Калькулятор!$C$8-Калькулятор!$D$8))","v":25.139856801909307},{"$f":"IF(Калькулятор!$F$8<>70,INDEX($C$6:$V$17,MATCH(AM255,$B$6:$B$17,0),MATCH(AK255&AL255,$C$2:$V$2,0))*(Калькулятор!$F$8/70)^справочно!$Y$2,INDEX($C$6:$V$17,MATCH(AM255,$B$6:$B$17,0),MATCH(AK255&AL255,$C$2:$V$2,0)))","v":292.60000000000002}]
[null,null,null,null,null,null,null,null,null,null,null,null,null,null,null,null,null,null,null,null,null,null,null,null,null,null,"Конвектор внутрипольный Royal Thermo ATRIUM-75/250/1200-DG-U-LB","НС-1477733","RT-A-75/250/1200-DG-U-LB",3,5,8,12,17,20,22,75,250,1200,"DG","U","LB",{"$f":"IF((IFERROR(IF(VLOOKUP(AK256,X:Y,2,0)=TRUE,1,0),0)+IFERROR(IF(VLOOKUP(AL256,X:Y,2,0)=TRUE,1,0),0)+IFERROR(IF(VLOOKUP(AN256,X:Y,2,0)=TRUE,1,0),0)+IFERROR(IF(VLOOKUP(AO256,X:Y,2,0)=TRUE,1,0),0)+IFERROR(IF(VLOOKUP(AP256,X:Y,2,0)=TRUE,1,0),0)+IF(AND(AM256>=Калькулятор!$C$14,AM256<=Калькулятор!$E$14),1,0)+IF(OR(AND(AS256>=Калькулятор!$C$11,AS256<=IF(ISBLANK(Калькулятор!$E$11),100000,Калькулятор!$E$11)),Калькулятор!$C$11&Калькулятор!$E$11=\"\"),1,0))=7,1,0)","v":0},{"$f":"SUM(AQ$2:AQ256)","v":240},{"$f":"IF(Калькулятор!$F$8<>70,ROUND(INDEX($C$6:$V$17,MATCH(AM256,$B$6:$B$17,0),MATCH(AK256&AL256,$C$2:$V$2,0))*(Калькулятор!$F$8/70)^справочно!$Y$2,0),ROUND(INDEX($C$6:$V$17,MATCH(AM256,$B$6:$B$17,0),MATCH(AK256&AL256,$C$2:$V$2,0)),0))","v":370},"-",{"$f":"3.6*AV256/(4.19*(Калькулятор!$C$8-Калькулятор!$D$8))","v":31.755608591885441},{"$f":"IF(Калькулятор!$F$8<>70,INDEX($C$6:$V$17,MATCH(AM256,$B$6:$B$17,0),MATCH(AK256&AL256,$C$2:$V$2,0))*(Калькулятор!$F$8/70)^справочно!$Y$2,INDEX($C$6:$V$17,MATCH(AM256,$B$6:$B$17,0),MATCH(AK256&AL256,$C$2:$V$2,0)))","v":369.6}]
[null,null,null,null,null,null,null,null,null,null,null,null,null,null,null,null,null,null,null,null,null,null,null,null,null,null,"Конвектор внутрипольный Royal Thermo ATRIUM-75/250/1400-DG-U-LB","НС-1477736","RT-A-75/250/1400-DG-U-LB",3,5,8,12,17,20,22,75,250,1400,"DG","U","LB",{"$f":"IF((IFERROR(IF(VLOOKUP(AK257,X:Y,2,0)=TRUE,1,0),0)+IFERROR(IF(VLOOKUP(AL257,X:Y,2,0)=TRUE,1,0),0)+IFERROR(IF(VLOOKUP(AN257,X:Y,2,0)=TRUE,1,0),0)+IFERROR(IF(VLOOKUP(AO257,X:Y,2,0)=TRUE,1,0),0)+IFERROR(IF(VLOOKUP(AP257,X:Y,2,0)=TRUE,1,0),0)+IF(AND(AM257>=Калькулятор!$C$14,AM257<=Калькулятор!$E$14),1,0)+IF(OR(AND(AS257>=Калькулятор!$C$11,AS257<=IF(ISBLANK(Калькулятор!$E$11),100000,Калькулятор!$E$11)),Калькулятор!$C$11&Калькулятор!$E$11=\"\"),1,0))=7,1,0)","v":0},{"$f":"SUM(AQ$2:AQ257)","v":240},{"$f":"IF(Калькулятор!$F$8<>70,ROUND(INDEX($C$6:$V$17,MATCH(AM257,$B$6:$B$17,0),MATCH(AK257&AL257,$C$2:$V$2,0))*(Калькулятор!$F$8/70)^справочно!$Y$2,0),ROUND(INDEX($C$6:$V$17,MATCH(AM257,$B$6:$B$17,0),MATCH(AK257&AL257,$C$2:$V$2,0)),0))","v":448},"-",{"$f":"3.6*AV257/(4.19*(Калькулятор!$C$8-Калькулятор!$D$8))","v":38.465871121718379},{"$f":"IF(Калькулятор!$F$8<>70,INDEX($C$6:$V$17,MATCH(AM257,$B$6:$B$17,0),MATCH(AK257&AL257,$C$2:$V$2,0))*(Калькулятор!$F$8/70)^справочно!$Y$2,INDEX($C$6:$V$17,MATCH(AM257,$B$6:$B$17,0),MATCH(AK257&AL257,$C$2:$V$2,0)))","v":447.70000000000005}]
[null,null,null,null,null,null,null,null,null,null,null,null,null,null,null,null,null,null,null,null,null,null,null,null,null,null,"Конвектор внутрипольный Royal Thermo ATRIUM-75/250/1600-DG-U-LB","НС-1477739","RT-A-75/250/1600-DG-U-LB",{"$f":"SEARCH(\"-\",AC258)","v":3},{"$f":"SEARCH(\"-\",AC258,AD258+1)","v":5},{"$f":"SEARCH(\"/\",AC258)","v":8},{"$f":"SEARCH(\"/\",AC258,AF258+1)","v":12},{"$f":"SEARCH(\"-\",AC258,AE258+1)","v":17},{"$f":"SEARCH(\"-\",AC258,AH258+1)","v":20},{"$f":"SEARCH(\"-\",AC258,AI258+1)","v":22},{"$f":"MID($AC258,AE258+1,AF258-AE258-1)*1","v":75},{"$f":"MID($AC258,AF258+1,AG258-AF258-1)*1","v":250},{"$f":"MID($AC258,AG258+1,AH258-AG258-1)*1","v":1600},{"$f":"MID($AC258,AH258+1,AI258-AH258-1)","v":"DG"},{"$f":"MID($AC258,AI258+1,AJ258-AI258-1)","v":"U"},{"$f":"MID($AC258,AI258+3,LEN(AC258)-AI258-1)","v":"LB"},{"$f":"IF((IFERROR(IF(VLOOKUP(AK258,X:Y,2,0)=TRUE,1,0),0)+IFERROR(IF(VLOOKUP(AL258,X:Y,2,0)=TRUE,1,0),0)+IFERROR(IF(VLOOKUP(AN258,X:Y,2,0)=TRUE,1,0),0)+IFERROR(IF(VLOOKUP(AO258,X:Y,2,0)=TRUE,1,0),0)+IFERROR(IF(VLOOKUP(AP258,X:Y,2,0)=TRUE,1,0),0)+IF(AND(AM258>=Калькулятор!$C$14,AM258<=Калькулятор!$E$14),1,0)+IF(OR(AND(AS258>=Калькулятор!$C$11,AS258<=IF(ISBLANK(Калькулятор!$E$11),100000,Калькулятор!$E$11)),Калькулятор!$C$11&Калькулятор!$E$11=\"\"),1,0))=7,1,0)","v":0},{"$f":"SUM(AQ$2:AQ258)","v":240},{"$f":"IF(Калькулятор!$F$8<>70,ROUND(INDEX($C$6:$V$17,MATCH(AM258,$B$6:$B$17,0),MATCH(AK258&AL258,$C$2:$V$2,0))*(Калькулятор!$F$8/70)^справочно!$Y$2,0),ROUND(INDEX($C$6:$V$17,MATCH(AM258,$B$6:$B$17,0),MATCH(AK258&AL258,$C$2:$V$2,0)),0))","v":525},"-",{"$f":"3.6*AV258/(4.19*(Калькулятор!$C$8-Калькулятор!$D$8))","v":45.08162291169451},{"$f":"IF(Калькулятор!$F$8<>70,INDEX($C$6:$V$17,MATCH(AM258,$B$6:$B$17,0),MATCH(AK258&AL258,$C$2:$V$2,0))*(Калькулятор!$F$8/70)^справочно!$Y$2,INDEX($C$6:$V$17,MATCH(AM258,$B$6:$B$17,0),MATCH(AK258&AL258,$C$2:$V$2,0)))","v":524.70000000000005}]
[null,null,null,null,null,null,null,null,null,null,null,null,null,null,null,null,null,null,null,null,null,null,null,null,null,null,"Конвектор внутрипольный Royal Thermo ATRIUM-75/250/1800-DG-U-LB","НС-1477742","RT-A-75/250/1800-DG-U-LB",3,5,8,12,17,20,22,75,250,1800,"DG","U","LB",{"$f":"IF((IFERROR(IF(VLOOKUP(AK259,X:Y,2,0)=TRUE,1,0),0)+IFERROR(IF(VLOOKUP(AL259,X:Y,2,0)=TRUE,1,0),0)+IFERROR(IF(VLOOKUP(AN259,X:Y,2,0)=TRUE,1,0),0)+IFERROR(IF(VLOOKUP(AO259,X:Y,2,0)=TRUE,1,0),0)+IFERROR(IF(VLOOKUP(AP259,X:Y,2,0)=TRUE,1,0),0)+IF(AND(AM259>=Калькулятор!$C$14,AM259<=Калькулятор!$E$14),1,0)+IF(OR(AND(AS259>=Калькулятор!$C$11,AS259<=IF(ISBLANK(Калькулятор!$E$11),100000,Калькулятор!$E$11)),Калькулятор!$C$11&Калькулятор!$E$11=\"\"),1,0))=7,1,0)","v":0},{"$f":"SUM(AQ$2:AQ259)","v":240},{"$f":"IF(Калькулятор!$F$8<>70,ROUND(INDEX($C$6:$V$17,MATCH(AM259,$B$6:$B$17,0),MATCH(AK259&AL259,$C$2:$V$2,0))*(Калькулятор!$F$8/70)^справочно!$Y$2,0),ROUND(INDEX($C$6:$V$17,MATCH(AM259,$B$6:$B$17,0),MATCH(AK259&AL259,$C$2:$V$2,0)),0))","v":602},"-",{"$f":"3.6*AV259/(4.19*(Калькулятор!$C$8-Калькулятор!$D$8))","v":51.697374701670647},{"$f":"IF(Калькулятор!$F$8<>70,INDEX($C$6:$V$17,MATCH(AM259,$B$6:$B$17,0),MATCH(AK259&AL259,$C$2:$V$2,0))*(Калькулятор!$F$8/70)^справочно!$Y$2,INDEX($C$6:$V$17,MATCH(AM259,$B$6:$B$17,0),MATCH(AK259&AL259,$C$2:$V$2,0)))","v":601.70000000000005}]
[null,null,null,null,null,null,null,null,null,null,null,null,null,null,null,null,null,null,null,null,null,null,null,null,null,null,"Конвектор внутрипольный Royal Thermo ATRIUM-75/250/2000-DG-U-LB","НС-1477745","RT-A-75/250/2000-DG-U-LB",3,5,8,12,17,20,22,75,250,2000,"DG","U","LB",{"$f":"IF((IFERROR(IF(VLOOKUP(AK260,X:Y,2,0)=TRUE,1,0),0)+IFERROR(IF(VLOOKUP(AL260,X:Y,2,0)=TRUE,1,0),0)+IFERROR(IF(VLOOKUP(AN260,X:Y,2,0)=TRUE,1,0),0)+IFERROR(IF(VLOOKUP(AO260,X:Y,2,0)=TRUE,1,0),0)+IFERROR(IF(VLOOKUP(AP260,X:Y,2,0)=TRUE,1,0),0)+IF(AND(AM260>=Калькулятор!$C$14,AM260<=Калькулятор!$E$14),1,0)+IF(OR(AND(AS260>=Калькулятор!$C$11,AS260<=IF(ISBLANK(Калькулятор!$E$11),100000,Калькулятор!$E$11)),Калькулятор!$C$11&Калькулятор!$E$11=\"\"),1,0))=7,1,0)","v":0},{"$f":"SUM(AQ$2:AQ260)","v":240},{"$f":"IF(Калькулятор!$F$8<>70,ROUND(INDEX($C$6:$V$17,MATCH(AM260,$B$6:$B$17,0),MATCH(AK260&AL260,$C$2:$V$2,0))*(Калькулятор!$F$8/70)^справочно!$Y$2,0),ROUND(INDEX($C$6:$V$17,MATCH(AM260,$B$6:$B$17,0),MATCH(AK260&AL260,$C$2:$V$2,0)),0))","v":680},"-",{"$f":"3.6*AV260/(4.19*(Калькулятор!$C$8-Калькулятор!$D$8))","v":58.407637231503578},{"$f":"IF(Калькулятор!$F$8<>70,INDEX($C$6:$V$17,MATCH(AM260,$B$6:$B$17,0),MATCH(AK260&AL260,$C$2:$V$2,0))*(Калькулятор!$F$8/70)^справочно!$Y$2,INDEX($C$6:$V$17,MATCH(AM260,$B$6:$B$17,0),MATCH(AK260&AL260,$C$2:$V$2,0)))","v":679.80000000000007}]
[null,null,null,null,null,null,null,null,null,null,null,null,null,null,null,null,null,null,null,null,null,null,null,null,null,null,"Конвектор внутрипольный Royal Thermo ATRIUM-75/250/2200-DG-U-LB","НС-1477748","RT-A-75/250/2200-DG-U-LB",3,5,8,12,17,20,22,75,250,2200,"DG","U","LB",{"$f":"IF((IFERROR(IF(VLOOKUP(AK261,X:Y,2,0)=TRUE,1,0),0)+IFERROR(IF(VLOOKUP(AL261,X:Y,2,0)=TRUE,1,0),0)+IFERROR(IF(VLOOKUP(AN261,X:Y,2,0)=TRUE,1,0),0)+IFERROR(IF(VLOOKUP(AO261,X:Y,2,0)=TRUE,1,0),0)+IFERROR(IF(VLOOKUP(AP261,X:Y,2,0)=TRUE,1,0),0)+IF(AND(AM261>=Калькулятор!$C$14,AM261<=Калькулятор!$E$14),1,0)+IF(OR(AND(AS261>=Калькулятор!$C$11,AS261<=IF(ISBLANK(Калькулятор!$E$11),100000,Калькулятор!$E$11)),Калькулятор!$C$11&Калькулятор!$E$11=\"\"),1,0))=7,1,0)","v":0},{"$f":"SUM(AQ$2:AQ261)","v":240},{"$f":"IF(Калькулятор!$F$8<>70,ROUND(INDEX($C$6:$V$17,MATCH(AM261,$B$6:$B$17,0),MATCH(AK261&AL261,$C$2:$V$2,0))*(Калькулятор!$F$8/70)^справочно!$Y$2,0),ROUND(INDEX($C$6:$V$17,MATCH(AM261,$B$6:$B$17,0),MATCH(AK261&AL261,$C$2:$V$2,0)),0))","v":757},"-",{"$f":"3.6*AV261/(4.19*(Калькулятор!$C$8-Калькулятор!$D$8))","v":65.023389021479716},{"$f":"IF(Калькулятор!$F$8<>70,INDEX($C$6:$V$17,MATCH(AM261,$B$6:$B$17,0),MATCH(AK261&AL261,$C$2:$V$2,0))*(Калькулятор!$F$8/70)^справочно!$Y$2,INDEX($C$6:$V$17,MATCH(AM261,$B$6:$B$17,0),MATCH(AK261&AL261,$C$2:$V$2,0)))","v":756.80000000000007}]
[null,null,null,null,null,null,null,null,null,null,null,null,null,null,null,null,null,null,null,null,null,null,null,null,null,null,"Конвектор внутрипольный Royal Thermo ATRIUM-75/250/2400-DG-U-LB","НС-1477751","RT-A-75/250/2400-DG-U-LB",3,5,8,12,17,20,22,75,250,2400,"DG","U","LB",{"$f":"IF((IFERROR(IF(VLOOKUP(AK262,X:Y,2,0)=TRUE,1,0),0)+IFERROR(IF(VLOOKUP(AL262,X:Y,2,0)=TRUE,1,0),0)+IFERROR(IF(VLOOKUP(AN262,X:Y,2,0)=TRUE,1,0),0)+IFERROR(IF(VLOOKUP(AO262,X:Y,2,0)=TRUE,1,0),0)+IFERROR(IF(VLOOKUP(AP262,X:Y,2,0)=TRUE,1,0),0)+IF(AND(AM262>=Калькулятор!$C$14,AM262<=Калькулятор!$E$14),1,0)+IF(OR(AND(AS262>=Калькулятор!$C$11,AS262<=IF(ISBLANK(Калькулятор!$E$11),100000,Калькулятор!$E$11)),Калькулятор!$C$11&Калькулятор!$E$11=\"\"),1,0))=7,1,0)","v":0},{"$f":"SUM(AQ$2:AQ262)","v":240},{"$f":"IF(Калькулятор!$F$8<>70,ROUND(INDEX($C$6:$V$17,MATCH(AM262,$B$6:$B$17,0),MATCH(AK262&AL262,$C$2:$V$2,0))*(Калькулятор!$F$8/70)^справочно!$Y$2,0),ROUND(INDEX($C$6:$V$17,MATCH(AM262,$B$6:$B$17,0),MATCH(AK262&AL262,$C$2:$V$2,0)),0))","v":836},"-",{"$f":"3.6*AV262/(4.19*(Калькулятор!$C$8-Калькулятор!$D$8))","v":71.828162291169448},{"$f":"IF(Калькулятор!$F$8<>70,INDEX($C$6:$V$17,MATCH(AM262,$B$6:$B$17,0),MATCH(AK262&AL262,$C$2:$V$2,0))*(Калькулятор!$F$8/70)^справочно!$Y$2,INDEX($C$6:$V$17,MATCH(AM262,$B$6:$B$17,0),MATCH(AK262&AL262,$C$2:$V$2,0)))","v":836.00000000000011}]
[null,null,null,null,null,null,null,null,null,null,null,null,null,null,null,null,null,null,null,null,null,null,null,null,null,null,"Конвектор внутрипольный Royal Thermo ATRIUM-75/250/2600-DG-U-LB","НС-1477754","RT-A-75/250/2600-DG-U-LB",3,5,8,12,17,20,22,75,250,2600,"DG","U","LB",{"$f":"IF((IFERROR(IF(VLOOKUP(AK263,X:Y,2,0)=TRUE,1,0),0)+IFERROR(IF(VLOOKUP(AL263,X:Y,2,0)=TRUE,1,0),0)+IFERROR(IF(VLOOKUP(AN263,X:Y,2,0)=TRUE,1,0),0)+IFERROR(IF(VLOOKUP(AO263,X:Y,2,0)=TRUE,1,0),0)+IFERROR(IF(VLOOKUP(AP263,X:Y,2,0)=TRUE,1,0),0)+IF(AND(AM263>=Калькулятор!$C$14,AM263<=Калькулятор!$E$14),1,0)+IF(OR(AND(AS263>=Калькулятор!$C$11,AS263<=IF(ISBLANK(Калькулятор!$E$11),100000,Калькулятор!$E$11)),Калькулятор!$C$11&Калькулятор!$E$11=\"\"),1,0))=7,1,0)","v":0},{"$f":"SUM(AQ$2:AQ263)","v":240},{"$f":"IF(Калькулятор!$F$8<>70,ROUND(INDEX($C$6:$V$17,MATCH(AM263,$B$6:$B$17,0),MATCH(AK263&AL263,$C$2:$V$2,0))*(Калькулятор!$F$8/70)^справочно!$Y$2,0),ROUND(INDEX($C$6:$V$17,MATCH(AM263,$B$6:$B$17,0),MATCH(AK263&AL263,$C$2:$V$2,0)),0))","v":914},"ЗО",{"$f":"3.6*AV263/(4.19*(Калькулятор!$C$8-Калькулятор!$D$8))","v":78.53842482100238},{"$f":"IF(Калькулятор!$F$8<>70,INDEX($C$6:$V$17,MATCH(AM263,$B$6:$B$17,0),MATCH(AK263&AL263,$C$2:$V$2,0))*(Калькулятор!$F$8/70)^справочно!$Y$2,INDEX($C$6:$V$17,MATCH(AM263,$B$6:$B$17,0),MATCH(AK263&AL263,$C$2:$V$2,0)))","v":914.1}]
[null,null,null,null,null,null,null,null,null,null,null,null,null,null,null,null,null,null,null,null,null,null,null,null,null,null,"Конвектор внутрипольный Royal Thermo ATRIUM-75/250/2800-DG-U-LB","НС-1477757","RT-A-75/250/2800-DG-U-LB",3,5,8,12,17,20,22,75,250,2800,"DG","U","LB",{"$f":"IF((IFERROR(IF(VLOOKUP(AK264,X:Y,2,0)=TRUE,1,0),0)+IFERROR(IF(VLOOKUP(AL264,X:Y,2,0)=TRUE,1,0),0)+IFERROR(IF(VLOOKUP(AN264,X:Y,2,0)=TRUE,1,0),0)+IFERROR(IF(VLOOKUP(AO264,X:Y,2,0)=TRUE,1,0),0)+IFERROR(IF(VLOOKUP(AP264,X:Y,2,0)=TRUE,1,0),0)+IF(AND(AM264>=Калькулятор!$C$14,AM264<=Калькулятор!$E$14),1,0)+IF(OR(AND(AS264>=Калькулятор!$C$11,AS264<=IF(ISBLANK(Калькулятор!$E$11),100000,Калькулятор!$E$11)),Калькулятор!$C$11&Калькулятор!$E$11=\"\"),1,0))=7,1,0)","v":0},{"$f":"SUM(AQ$2:AQ264)","v":240},{"$f":"IF(Калькулятор!$F$8<>70,ROUND(INDEX($C$6:$V$17,MATCH(AM264,$B$6:$B$17,0),MATCH(AK264&AL264,$C$2:$V$2,0))*(Калькулятор!$F$8/70)^справочно!$Y$2,0),ROUND(INDEX($C$6:$V$17,MATCH(AM264,$B$6:$B$17,0),MATCH(AK264&AL264,$C$2:$V$2,0)),0))","v":991},"ЗО",{"$f":"3.6*AV264/(4.19*(Калькулятор!$C$8-Калькулятор!$D$8))","v":85.154176610978524},{"$f":"IF(Калькулятор!$F$8<>70,INDEX($C$6:$V$17,MATCH(AM264,$B$6:$B$17,0),MATCH(AK264&AL264,$C$2:$V$2,0))*(Калькулятор!$F$8/70)^справочно!$Y$2,INDEX($C$6:$V$17,MATCH(AM264,$B$6:$B$17,0),MATCH(AK264&AL264,$C$2:$V$2,0)))","v":991.10000000000014}]
[null,null,null,null,null,null,null,null,null,null,null,null,null,null,null,null,null,null,null,null,null,null,null,null,null,null,"Конвектор внутрипольный Royal Thermo ATRIUM-75/250/3000-DG-U-LB","НС-1477760","RT-A-75/250/3000-DG-U-LB",3,5,8,12,17,20,22,75,250,3000,"DG","U","LB",{"$f":"IF((IFERROR(IF(VLOOKUP(AK265,X:Y,2,0)=TRUE,1,0),0)+IFERROR(IF(VLOOKUP(AL265,X:Y,2,0)=TRUE,1,0),0)+IFERROR(IF(VLOOKUP(AN265,X:Y,2,0)=TRUE,1,0),0)+IFERROR(IF(VLOOKUP(AO265,X:Y,2,0)=TRUE,1,0),0)+IFERROR(IF(VLOOKUP(AP265,X:Y,2,0)=TRUE,1,0),0)+IF(AND(AM265>=Калькулятор!$C$14,AM265<=Калькулятор!$E$14),1,0)+IF(OR(AND(AS265>=Калькулятор!$C$11,AS265<=IF(ISBLANK(Калькулятор!$E$11),100000,Калькулятор!$E$11)),Калькулятор!$C$11&Калькулятор!$E$11=\"\"),1,0))=7,1,0)","v":0},{"$f":"SUM(AQ$2:AQ265)","v":240},{"$f":"IF(Калькулятор!$F$8<>70,ROUND(INDEX($C$6:$V$17,MATCH(AM265,$B$6:$B$17,0),MATCH(AK265&AL265,$C$2:$V$2,0))*(Калькулятор!$F$8/70)^справочно!$Y$2,0),ROUND(INDEX($C$6:$V$17,MATCH(AM265,$B$6:$B$17,0),MATCH(AK265&AL265,$C$2:$V$2,0)),0))","v":1068},"ЗО",{"$f":"3.6*AV265/(4.19*(Калькулятор!$C$8-Калькулятор!$D$8))","v":91.769928400954655},{"$f":"IF(Калькулятор!$F$8<>70,INDEX($C$6:$V$17,MATCH(AM265,$B$6:$B$17,0),MATCH(AK265&AL265,$C$2:$V$2,0))*(Калькулятор!$F$8/70)^справочно!$Y$2,INDEX($C$6:$V$17,MATCH(AM265,$B$6:$B$17,0),MATCH(AK265&AL265,$C$2:$V$2,0)))","v":1068.1000000000001}]
[null,null,null,null,null,null,null,null,null,null,null,null,null,null,null,null,null,null,null,null,null,null,null,null,null,null,"Конвектор внутрипольный Royal Thermo ATRIUM-75/300/800-DG-U-LB","НС-1477802","RT-A-75/300/800-DG-U-LB",3,5,8,12,16,19,21,75,300,800,"DG","U","LB",{"$f":"IF((IFERROR(IF(VLOOKUP(AK266,X:Y,2,0)=TRUE,1,0),0)+IFERROR(IF(VLOOKUP(AL266,X:Y,2,0)=TRUE,1,0),0)+IFERROR(IF(VLOOKUP(AN266,X:Y,2,0)=TRUE,1,0),0)+IFERROR(IF(VLOOKUP(AO266,X:Y,2,0)=TRUE,1,0),0)+IFERROR(IF(VLOOKUP(AP266,X:Y,2,0)=TRUE,1,0),0)+IF(AND(AM266>=Калькулятор!$C$14,AM266<=Калькулятор!$E$14),1,0)+IF(OR(AND(AS266>=Калькулятор!$C$11,AS266<=IF(ISBLANK(Калькулятор!$E$11),100000,Калькулятор!$E$11)),Калькулятор!$C$11&Калькулятор!$E$11=\"\"),1,0))=7,1,0)","v":0},{"$f":"SUM(AQ$2:AQ266)","v":240},{"$f":"IF(Калькулятор!$F$8<>70,ROUND(INDEX($C$6:$V$17,MATCH(AM266,$B$6:$B$17,0),MATCH(AK266&AL266,$C$2:$V$2,0))*(Калькулятор!$F$8/70)^справочно!$Y$2,0),ROUND(INDEX($C$6:$V$17,MATCH(AM266,$B$6:$B$17,0),MATCH(AK266&AL266,$C$2:$V$2,0)),0))","v":259},"ЗО",{"$f":"3.6*AV266/(4.19*(Калькулятор!$C$8-Калькулятор!$D$8))","v":22.210023866348447},{"$f":"IF(Калькулятор!$F$8<>70,INDEX($C$6:$V$17,MATCH(AM266,$B$6:$B$17,0),MATCH(AK266&AL266,$C$2:$V$2,0))*(Калькулятор!$F$8/70)^справочно!$Y$2,INDEX($C$6:$V$17,MATCH(AM266,$B$6:$B$17,0),MATCH(AK266&AL266,$C$2:$V$2,0)))","v":258.5}]
[null,null,null,null,null,null,null,null,null,null,null,null,null,null,null,null,null,null,null,null,null,null,null,null,null,null,"Конвектор внутрипольный Royal Thermo ATRIUM-75/300/1000-DG-U-LB","НС-1477769","RT-A-75/300/1000-DG-U-LB",3,5,8,12,17,20,22,75,300,1000,"DG","U","LB",{"$f":"IF((IFERROR(IF(VLOOKUP(AK267,X:Y,2,0)=TRUE,1,0),0)+IFERROR(IF(VLOOKUP(AL267,X:Y,2,0)=TRUE,1,0),0)+IFERROR(IF(VLOOKUP(AN267,X:Y,2,0)=TRUE,1,0),0)+IFERROR(IF(VLOOKUP(AO267,X:Y,2,0)=TRUE,1,0),0)+IFERROR(IF(VLOOKUP(AP267,X:Y,2,0)=TRUE,1,0),0)+IF(AND(AM267>=Калькулятор!$C$14,AM267<=Калькулятор!$E$14),1,0)+IF(OR(AND(AS267>=Калькулятор!$C$11,AS267<=IF(ISBLANK(Калькулятор!$E$11),100000,Калькулятор!$E$11)),Калькулятор!$C$11&Калькулятор!$E$11=\"\"),1,0))=7,1,0)","v":0},{"$f":"SUM(AQ$2:AQ267)","v":240},{"$f":"IF(Калькулятор!$F$8<>70,ROUND(INDEX($C$6:$V$17,MATCH(AM267,$B$6:$B$17,0),MATCH(AK267&AL267,$C$2:$V$2,0))*(Калькулятор!$F$8/70)^справочно!$Y$2,0),ROUND(INDEX($C$6:$V$17,MATCH(AM267,$B$6:$B$17,0),MATCH(AK267&AL267,$C$2:$V$2,0)),0))","v":351},"ЗО",{"$f":"3.6*AV267/(4.19*(Калькулятор!$C$8-Калькулятор!$D$8))","v":30.148926014319812},{"$f":"IF(Калькулятор!$F$8<>70,INDEX($C$6:$V$17,MATCH(AM267,$B$6:$B$17,0),MATCH(AK267&AL267,$C$2:$V$2,0))*(Калькулятор!$F$8/70)^справочно!$Y$2,INDEX($C$6:$V$17,MATCH(AM267,$B$6:$B$17,0),MATCH(AK267&AL267,$C$2:$V$2,0)))","v":350.90000000000003}]
[null,null,null,null,null,null,null,null,null,null,null,null,null,null,null,null,null,null,null,null,null,null,null,null,null,null,"Конвектор внутрипольный Royal Thermo ATRIUM-75/300/1200-DG-U-LB","НС-1477772","RT-A-75/300/1200-DG-U-LB",3,5,8,12,17,20,22,75,300,1200,"DG","U","LB",{"$f":"IF((IFERROR(IF(VLOOKUP(AK268,X:Y,2,0)=TRUE,1,0),0)+IFERROR(IF(VLOOKUP(AL268,X:Y,2,0)=TRUE,1,0),0)+IFERROR(IF(VLOOKUP(AN268,X:Y,2,0)=TRUE,1,0),0)+IFERROR(IF(VLOOKUP(AO268,X:Y,2,0)=TRUE,1,0),0)+IFERROR(IF(VLOOKUP(AP268,X:Y,2,0)=TRUE,1,0),0)+IF(AND(AM268>=Калькулятор!$C$14,AM268<=Калькулятор!$E$14),1,0)+IF(OR(AND(AS268>=Калькулятор!$C$11,AS268<=IF(ISBLANK(Калькулятор!$E$11),100000,Калькулятор!$E$11)),Калькулятор!$C$11&Калькулятор!$E$11=\"\"),1,0))=7,1,0)","v":0},{"$f":"SUM(AQ$2:AQ268)","v":240},{"$f":"IF(Калькулятор!$F$8<>70,ROUND(INDEX($C$6:$V$17,MATCH(AM268,$B$6:$B$17,0),MATCH(AK268&AL268,$C$2:$V$2,0))*(Калькулятор!$F$8/70)^справочно!$Y$2,0),ROUND(INDEX($C$6:$V$17,MATCH(AM268,$B$6:$B$17,0),MATCH(AK268&AL268,$C$2:$V$2,0)),0))","v":444},"ЗО",{"$f":"3.6*AV268/(4.19*(Калькулятор!$C$8-Калькулятор!$D$8))","v":38.182338902147968},{"$f":"IF(Калькулятор!$F$8<>70,INDEX($C$6:$V$17,MATCH(AM268,$B$6:$B$17,0),MATCH(AK268&AL268,$C$2:$V$2,0))*(Калькулятор!$F$8/70)^справочно!$Y$2,INDEX($C$6:$V$17,MATCH(AM268,$B$6:$B$17,0),MATCH(AK268&AL268,$C$2:$V$2,0)))","v":444.40000000000003}]
[null,null,null,null,null,null,null,null,null,null,null,null,null,null,null,null,null,null,null,null,null,null,null,null,null,null,"Конвектор внутрипольный Royal Thermo ATRIUM-75/300/1400-DG-U-LB","НС-1477775","RT-A-75/300/1400-DG-U-LB",3,5,8,12,17,20,22,75,300,1400,"DG","U","LB",{"$f":"IF((IFERROR(IF(VLOOKUP(AK269,X:Y,2,0)=TRUE,1,0),0)+IFERROR(IF(VLOOKUP(AL269,X:Y,2,0)=TRUE,1,0),0)+IFERROR(IF(VLOOKUP(AN269,X:Y,2,0)=TRUE,1,0),0)+IFERROR(IF(VLOOKUP(AO269,X:Y,2,0)=TRUE,1,0),0)+IFERROR(IF(VLOOKUP(AP269,X:Y,2,0)=TRUE,1,0),0)+IF(AND(AM269>=Калькулятор!$C$14,AM269<=Калькулятор!$E$14),1,0)+IF(OR(AND(AS269>=Калькулятор!$C$11,AS269<=IF(ISBLANK(Калькулятор!$E$11),100000,Калькулятор!$E$11)),Калькулятор!$C$11&Калькулятор!$E$11=\"\"),1,0))=7,1,0)","v":0},{"$f":"SUM(AQ$2:AQ269)","v":240},{"$f":"IF(Калькулятор!$F$8<>70,ROUND(INDEX($C$6:$V$17,MATCH(AM269,$B$6:$B$17,0),MATCH(AK269&AL269,$C$2:$V$2,0))*(Калькулятор!$F$8/70)^справочно!$Y$2,0),ROUND(INDEX($C$6:$V$17,MATCH(AM269,$B$6:$B$17,0),MATCH(AK269&AL269,$C$2:$V$2,0)),0))","v":537},"ЗО",{"$f":"3.6*AV269/(4.19*(Калькулятор!$C$8-Калькулятор!$D$8))","v":46.12124105011933},{"$f":"IF(Калькулятор!$F$8<>70,INDEX($C$6:$V$17,MATCH(AM269,$B$6:$B$17,0),MATCH(AK269&AL269,$C$2:$V$2,0))*(Калькулятор!$F$8/70)^справочно!$Y$2,INDEX($C$6:$V$17,MATCH(AM269,$B$6:$B$17,0),MATCH(AK269&AL269,$C$2:$V$2,0)))","v":536.80000000000007}]
[null,null,null,null,null,null,null,null,null,null,null,null,null,null,null,null,null,null,null,null,null,null,null,null,null,null,"Конвектор внутрипольный Royal Thermo ATRIUM-75/300/1600-DG-U-LB","НС-1477778","RT-A-75/300/1600-DG-U-LB",3,5,8,12,17,20,22,75,300,1600,"DG","U","LB",{"$f":"IF((IFERROR(IF(VLOOKUP(AK270,X:Y,2,0)=TRUE,1,0),0)+IFERROR(IF(VLOOKUP(AL270,X:Y,2,0)=TRUE,1,0),0)+IFERROR(IF(VLOOKUP(AN270,X:Y,2,0)=TRUE,1,0),0)+IFERROR(IF(VLOOKUP(AO270,X:Y,2,0)=TRUE,1,0),0)+IFERROR(IF(VLOOKUP(AP270,X:Y,2,0)=TRUE,1,0),0)+IF(AND(AM270>=Калькулятор!$C$14,AM270<=Калькулятор!$E$14),1,0)+IF(OR(AND(AS270>=Калькулятор!$C$11,AS270<=IF(ISBLANK(Калькулятор!$E$11),100000,Калькулятор!$E$11)),Калькулятор!$C$11&Калькулятор!$E$11=\"\"),1,0))=7,1,0)","v":0},{"$f":"SUM(AQ$2:AQ270)","v":240},{"$f":"IF(Калькулятор!$F$8<>70,ROUND(INDEX($C$6:$V$17,MATCH(AM270,$B$6:$B$17,0),MATCH(AK270&AL270,$C$2:$V$2,0))*(Калькулятор!$F$8/70)^справочно!$Y$2,0),ROUND(INDEX($C$6:$V$17,MATCH(AM270,$B$6:$B$17,0),MATCH(AK270&AL270,$C$2:$V$2,0)),0))","v":629},"ЗО",{"$f":"3.6*AV270/(4.19*(Калькулятор!$C$8-Калькулятор!$D$8))","v":54.060143198090692},{"$f":"IF(Калькулятор!$F$8<>70,INDEX($C$6:$V$17,MATCH(AM270,$B$6:$B$17,0),MATCH(AK270&AL270,$C$2:$V$2,0))*(Калькулятор!$F$8/70)^справочно!$Y$2,INDEX($C$6:$V$17,MATCH(AM270,$B$6:$B$17,0),MATCH(AK270&AL270,$C$2:$V$2,0)))","v":629.20000000000005}]
[null,null,null,null,null,null,null,null,null,null,null,null,null,null,null,null,null,null,null,null,null,null,null,null,null,null,"Конвектор внутрипольный Royal Thermo ATRIUM-75/300/1800-DG-U-LB","НС-1477781","RT-A-75/300/1800-DG-U-LB",3,5,8,12,17,20,22,75,300,1800,"DG","U","LB",{"$f":"IF((IFERROR(IF(VLOOKUP(AK271,X:Y,2,0)=TRUE,1,0),0)+IFERROR(IF(VLOOKUP(AL271,X:Y,2,0)=TRUE,1,0),0)+IFERROR(IF(VLOOKUP(AN271,X:Y,2,0)=TRUE,1,0),0)+IFERROR(IF(VLOOKUP(AO271,X:Y,2,0)=TRUE,1,0),0)+IFERROR(IF(VLOOKUP(AP271,X:Y,2,0)=TRUE,1,0),0)+IF(AND(AM271>=Калькулятор!$C$14,AM271<=Калькулятор!$E$14),1,0)+IF(OR(AND(AS271>=Калькулятор!$C$11,AS271<=IF(ISBLANK(Калькулятор!$E$11),100000,Калькулятор!$E$11)),Калькулятор!$C$11&Калькулятор!$E$11=\"\"),1,0))=7,1,0)","v":0},{"$f":"SUM(AQ$2:AQ271)","v":240},{"$f":"IF(Калькулятор!$F$8<>70,ROUND(INDEX($C$6:$V$17,MATCH(AM271,$B$6:$B$17,0),MATCH(AK271&AL271,$C$2:$V$2,0))*(Калькулятор!$F$8/70)^справочно!$Y$2,0),ROUND(INDEX($C$6:$V$17,MATCH(AM271,$B$6:$B$17,0),MATCH(AK271&AL271,$C$2:$V$2,0)),0))","v":723},"ЗО",{"$f":"3.6*AV271/(4.19*(Калькулятор!$C$8-Калькулятор!$D$8))","v":62.093556085918856},{"$f":"IF(Калькулятор!$F$8<>70,INDEX($C$6:$V$17,MATCH(AM271,$B$6:$B$17,0),MATCH(AK271&AL271,$C$2:$V$2,0))*(Калькулятор!$F$8/70)^справочно!$Y$2,INDEX($C$6:$V$17,MATCH(AM271,$B$6:$B$17,0),MATCH(AK271&AL271,$C$2:$V$2,0)))","v":722.7}]
[null,null,null,null,null,null,null,null,null,null,null,null,null,null,null,null,null,null,null,null,null,null,null,null,null,null,"Конвектор внутрипольный Royal Thermo ATRIUM-75/300/2000-DG-U-LB","НС-1477784","RT-A-75/300/2000-DG-U-LB",3,5,8,12,17,20,22,75,300,2000,"DG","U","LB",{"$f":"IF((IFERROR(IF(VLOOKUP(AK272,X:Y,2,0)=TRUE,1,0),0)+IFERROR(IF(VLOOKUP(AL272,X:Y,2,0)=TRUE,1,0),0)+IFERROR(IF(VLOOKUP(AN272,X:Y,2,0)=TRUE,1,0),0)+IFERROR(IF(VLOOKUP(AO272,X:Y,2,0)=TRUE,1,0),0)+IFERROR(IF(VLOOKUP(AP272,X:Y,2,0)=TRUE,1,0),0)+IF(AND(AM272>=Калькулятор!$C$14,AM272<=Калькулятор!$E$14),1,0)+IF(OR(AND(AS272>=Калькулятор!$C$11,AS272<=IF(ISBLANK(Калькулятор!$E$11),100000,Калькулятор!$E$11)),Калькулятор!$C$11&Калькулятор!$E$11=\"\"),1,0))=7,1,0)","v":0},{"$f":"SUM(AQ$2:AQ272)","v":240},{"$f":"IF(Калькулятор!$F$8<>70,ROUND(INDEX($C$6:$V$17,MATCH(AM272,$B$6:$B$17,0),MATCH(AK272&AL272,$C$2:$V$2,0))*(Калькулятор!$F$8/70)^справочно!$Y$2,0),ROUND(INDEX($C$6:$V$17,MATCH(AM272,$B$6:$B$17,0),MATCH(AK272&AL272,$C$2:$V$2,0)),0))","v":815},"ЗО",{"$f":"3.6*AV272/(4.19*(Калькулятор!$C$8-Калькулятор!$D$8))","v":70.03245823389021},{"$f":"IF(Калькулятор!$F$8<>70,INDEX($C$6:$V$17,MATCH(AM272,$B$6:$B$17,0),MATCH(AK272&AL272,$C$2:$V$2,0))*(Калькулятор!$F$8/70)^справочно!$Y$2,INDEX($C$6:$V$17,MATCH(AM272,$B$6:$B$17,0),MATCH(AK272&AL272,$C$2:$V$2,0)))","v":815.1}]
[null,null,null,null,null,null,null,null,null,null,null,null,null,null,null,null,null,null,null,null,null,null,null,null,null,null,"Конвектор внутрипольный Royal Thermo ATRIUM-75/300/2200-DG-U-LB","НС-1477787","RT-A-75/300/2200-DG-U-LB",3,5,8,12,17,20,22,75,300,2200,"DG","U","LB",{"$f":"IF((IFERROR(IF(VLOOKUP(AK273,X:Y,2,0)=TRUE,1,0),0)+IFERROR(IF(VLOOKUP(AL273,X:Y,2,0)=TRUE,1,0),0)+IFERROR(IF(VLOOKUP(AN273,X:Y,2,0)=TRUE,1,0),0)+IFERROR(IF(VLOOKUP(AO273,X:Y,2,0)=TRUE,1,0),0)+IFERROR(IF(VLOOKUP(AP273,X:Y,2,0)=TRUE,1,0),0)+IF(AND(AM273>=Калькулятор!$C$14,AM273<=Калькулятор!$E$14),1,0)+IF(OR(AND(AS273>=Калькулятор!$C$11,AS273<=IF(ISBLANK(Калькулятор!$E$11),100000,Калькулятор!$E$11)),Калькулятор!$C$11&Калькулятор!$E$11=\"\"),1,0))=7,1,0)","v":0},{"$f":"SUM(AQ$2:AQ273)","v":240},{"$f":"IF(Калькулятор!$F$8<>70,ROUND(INDEX($C$6:$V$17,MATCH(AM273,$B$6:$B$17,0),MATCH(AK273&AL273,$C$2:$V$2,0))*(Калькулятор!$F$8/70)^справочно!$Y$2,0),ROUND(INDEX($C$6:$V$17,MATCH(AM273,$B$6:$B$17,0),MATCH(AK273&AL273,$C$2:$V$2,0)),0))","v":908},"ЗО",{"$f":"3.6*AV273/(4.19*(Калькулятор!$C$8-Калькулятор!$D$8))","v":77.971360381861572},{"$f":"IF(Калькулятор!$F$8<>70,INDEX($C$6:$V$17,MATCH(AM273,$B$6:$B$17,0),MATCH(AK273&AL273,$C$2:$V$2,0))*(Калькулятор!$F$8/70)^справочно!$Y$2,INDEX($C$6:$V$17,MATCH(AM273,$B$6:$B$17,0),MATCH(AK273&AL273,$C$2:$V$2,0)))","v":907.50000000000011}]
[null,null,null,null,null,null,null,null,null,null,null,null,null,null,null,null,null,null,null,null,null,null,null,null,null,null,"Конвектор внутрипольный Royal Thermo ATRIUM-75/300/2400-DG-U-LB","НС-1477790","RT-A-75/300/2400-DG-U-LB",3,5,8,12,17,20,22,75,300,2400,"DG","U","LB",{"$f":"IF((IFERROR(IF(VLOOKUP(AK274,X:Y,2,0)=TRUE,1,0),0)+IFERROR(IF(VLOOKUP(AL274,X:Y,2,0)=TRUE,1,0),0)+IFERROR(IF(VLOOKUP(AN274,X:Y,2,0)=TRUE,1,0),0)+IFERROR(IF(VLOOKUP(AO274,X:Y,2,0)=TRUE,1,0),0)+IFERROR(IF(VLOOKUP(AP274,X:Y,2,0)=TRUE,1,0),0)+IF(AND(AM274>=Калькулятор!$C$14,AM274<=Калькулятор!$E$14),1,0)+IF(OR(AND(AS274>=Калькулятор!$C$11,AS274<=IF(ISBLANK(Калькулятор!$E$11),100000,Калькулятор!$E$11)),Калькулятор!$C$11&Калькулятор!$E$11=\"\"),1,0))=7,1,0)","v":0},{"$f":"SUM(AQ$2:AQ274)","v":240},{"$f":"IF(Калькулятор!$F$8<>70,ROUND(INDEX($C$6:$V$17,MATCH(AM274,$B$6:$B$17,0),MATCH(AK274&AL274,$C$2:$V$2,0))*(Калькулятор!$F$8/70)^справочно!$Y$2,0),ROUND(INDEX($C$6:$V$17,MATCH(AM274,$B$6:$B$17,0),MATCH(AK274&AL274,$C$2:$V$2,0)),0))","v":1003},"ЗО",{"$f":"3.6*AV274/(4.19*(Калькулятор!$C$8-Калькулятор!$D$8))","v":86.193794749403338},{"$f":"IF(Калькулятор!$F$8<>70,INDEX($C$6:$V$17,MATCH(AM274,$B$6:$B$17,0),MATCH(AK274&AL274,$C$2:$V$2,0))*(Калькулятор!$F$8/70)^справочно!$Y$2,INDEX($C$6:$V$17,MATCH(AM274,$B$6:$B$17,0),MATCH(AK274&AL274,$C$2:$V$2,0)))","v":1003.2}]
[null,null,null,null,null,null,null,null,null,null,null,null,null,null,null,null,null,null,null,null,null,null,null,null,null,null,"Конвектор внутрипольный Royal Thermo ATRIUM-75/300/2600-DG-U-LB","НС-1477793","RT-A-75/300/2600-DG-U-LB",3,5,8,12,17,20,22,75,300,2600,"DG","U","LB",{"$f":"IF((IFERROR(IF(VLOOKUP(AK275,X:Y,2,0)=TRUE,1,0),0)+IFERROR(IF(VLOOKUP(AL275,X:Y,2,0)=TRUE,1,0),0)+IFERROR(IF(VLOOKUP(AN275,X:Y,2,0)=TRUE,1,0),0)+IFERROR(IF(VLOOKUP(AO275,X:Y,2,0)=TRUE,1,0),0)+IFERROR(IF(VLOOKUP(AP275,X:Y,2,0)=TRUE,1,0),0)+IF(AND(AM275>=Калькулятор!$C$14,AM275<=Калькулятор!$E$14),1,0)+IF(OR(AND(AS275>=Калькулятор!$C$11,AS275<=IF(ISBLANK(Калькулятор!$E$11),100000,Калькулятор!$E$11)),Калькулятор!$C$11&Калькулятор!$E$11=\"\"),1,0))=7,1,0)","v":0},{"$f":"SUM(AQ$2:AQ275)","v":240},{"$f":"IF(Калькулятор!$F$8<>70,ROUND(INDEX($C$6:$V$17,MATCH(AM275,$B$6:$B$17,0),MATCH(AK275&AL275,$C$2:$V$2,0))*(Калькулятор!$F$8/70)^справочно!$Y$2,0),ROUND(INDEX($C$6:$V$17,MATCH(AM275,$B$6:$B$17,0),MATCH(AK275&AL275,$C$2:$V$2,0)),0))","v":1097},"ЗО",{"$f":"3.6*AV275/(4.19*(Калькулятор!$C$8-Калькулятор!$D$8))","v":94.227207637231501},{"$f":"IF(Калькулятор!$F$8<>70,INDEX($C$6:$V$17,MATCH(AM275,$B$6:$B$17,0),MATCH(AK275&AL275,$C$2:$V$2,0))*(Калькулятор!$F$8/70)^справочно!$Y$2,INDEX($C$6:$V$17,MATCH(AM275,$B$6:$B$17,0),MATCH(AK275&AL275,$C$2:$V$2,0)))","v":1096.7}]
[null,null,null,null,null,null,null,null,null,null,null,null,null,null,null,null,null,null,null,null,null,null,null,null,null,null,"Конвектор внутрипольный Royal Thermo ATRIUM-75/300/2800-DG-U-LB","НС-1477796","RT-A-75/300/2800-DG-U-LB",3,5,8,12,17,20,22,75,300,2800,"DG","U","LB",{"$f":"IF((IFERROR(IF(VLOOKUP(AK276,X:Y,2,0)=TRUE,1,0),0)+IFERROR(IF(VLOOKUP(AL276,X:Y,2,0)=TRUE,1,0),0)+IFERROR(IF(VLOOKUP(AN276,X:Y,2,0)=TRUE,1,0),0)+IFERROR(IF(VLOOKUP(AO276,X:Y,2,0)=TRUE,1,0),0)+IFERROR(IF(VLOOKUP(AP276,X:Y,2,0)=TRUE,1,0),0)+IF(AND(AM276>=Калькулятор!$C$14,AM276<=Калькулятор!$E$14),1,0)+IF(OR(AND(AS276>=Калькулятор!$C$11,AS276<=IF(ISBLANK(Калькулятор!$E$11),100000,Калькулятор!$E$11)),Калькулятор!$C$11&Калькулятор!$E$11=\"\"),1,0))=7,1,0)","v":0},{"$f":"SUM(AQ$2:AQ276)","v":240},{"$f":"IF(Калькулятор!$F$8<>70,ROUND(INDEX($C$6:$V$17,MATCH(AM276,$B$6:$B$17,0),MATCH(AK276&AL276,$C$2:$V$2,0))*(Калькулятор!$F$8/70)^справочно!$Y$2,0),ROUND(INDEX($C$6:$V$17,MATCH(AM276,$B$6:$B$17,0),MATCH(AK276&AL276,$C$2:$V$2,0)),0))","v":1189},"ЗО",{"$f":"3.6*AV276/(4.19*(Калькулятор!$C$8-Калькулятор!$D$8))","v":102.16610978520285},{"$f":"IF(Калькулятор!$F$8<>70,INDEX($C$6:$V$17,MATCH(AM276,$B$6:$B$17,0),MATCH(AK276&AL276,$C$2:$V$2,0))*(Калькулятор!$F$8/70)^справочно!$Y$2,INDEX($C$6:$V$17,MATCH(AM276,$B$6:$B$17,0),MATCH(AK276&AL276,$C$2:$V$2,0)))","v":1189.1000000000001}]
[null,null,null,null,null,null,null,null,null,null,null,null,null,null,null,null,null,null,null,null,null,null,null,null,null,null,"Конвектор внутрипольный Royal Thermo ATRIUM-75/300/3000-DG-U-LB","НС-1477799","RT-A-75/300/3000-DG-U-LB",3,5,8,12,17,20,22,75,300,3000,"DG","U","LB",{"$f":"IF((IFERROR(IF(VLOOKUP(AK277,X:Y,2,0)=TRUE,1,0),0)+IFERROR(IF(VLOOKUP(AL277,X:Y,2,0)=TRUE,1,0),0)+IFERROR(IF(VLOOKUP(AN277,X:Y,2,0)=TRUE,1,0),0)+IFERROR(IF(VLOOKUP(AO277,X:Y,2,0)=TRUE,1,0),0)+IFERROR(IF(VLOOKUP(AP277,X:Y,2,0)=TRUE,1,0),0)+IF(AND(AM277>=Калькулятор!$C$14,AM277<=Калькулятор!$E$14),1,0)+IF(OR(AND(AS277>=Калькулятор!$C$11,AS277<=IF(ISBLANK(Калькулятор!$E$11),100000,Калькулятор!$E$11)),Калькулятор!$C$11&Калькулятор!$E$11=\"\"),1,0))=7,1,0)","v":0},{"$f":"SUM(AQ$2:AQ277)","v":240},{"$f":"IF(Калькулятор!$F$8<>70,ROUND(INDEX($C$6:$V$17,MATCH(AM277,$B$6:$B$17,0),MATCH(AK277&AL277,$C$2:$V$2,0))*(Калькулятор!$F$8/70)^справочно!$Y$2,0),ROUND(INDEX($C$6:$V$17,MATCH(AM277,$B$6:$B$17,0),MATCH(AK277&AL277,$C$2:$V$2,0)),0))","v":1282},"ЗО",{"$f":"3.6*AV277/(4.19*(Калькулятор!$C$8-Калькулятор!$D$8))","v":110.10501193317423},{"$f":"IF(Калькулятор!$F$8<>70,INDEX($C$6:$V$17,MATCH(AM277,$B$6:$B$17,0),MATCH(AK277&AL277,$C$2:$V$2,0))*(Калькулятор!$F$8/70)^справочно!$Y$2,INDEX($C$6:$V$17,MATCH(AM277,$B$6:$B$17,0),MATCH(AK277&AL277,$C$2:$V$2,0)))","v":1281.5}]
[null,null,null,null,null,null,null,null,null,null,null,null,null,null,null,null,null,null,null,null,null,null,null,null,null,null,"Конвектор внутрипольный Royal Thermo ATRIUM-75/400/800-DG-U-LB","НС-1477841","RT-A-75/400/800-DG-U-LB",3,5,8,12,16,19,21,75,400,800,"DG","U","LB",{"$f":"IF((IFERROR(IF(VLOOKUP(AK278,X:Y,2,0)=TRUE,1,0),0)+IFERROR(IF(VLOOKUP(AL278,X:Y,2,0)=TRUE,1,0),0)+IFERROR(IF(VLOOKUP(AN278,X:Y,2,0)=TRUE,1,0),0)+IFERROR(IF(VLOOKUP(AO278,X:Y,2,0)=TRUE,1,0),0)+IFERROR(IF(VLOOKUP(AP278,X:Y,2,0)=TRUE,1,0),0)+IF(AND(AM278>=Калькулятор!$C$14,AM278<=Калькулятор!$E$14),1,0)+IF(OR(AND(AS278>=Калькулятор!$C$11,AS278<=IF(ISBLANK(Калькулятор!$E$11),100000,Калькулятор!$E$11)),Калькулятор!$C$11&Калькулятор!$E$11=\"\"),1,0))=7,1,0)","v":0},{"$f":"SUM(AQ$2:AQ278)","v":240},{"$f":"IF(Калькулятор!$F$8<>70,ROUND(INDEX($C$6:$V$17,MATCH(AM278,$B$6:$B$17,0),MATCH(AK278&AL278,$C$2:$V$2,0))*(Калькулятор!$F$8/70)^справочно!$Y$2,0),ROUND(INDEX($C$6:$V$17,MATCH(AM278,$B$6:$B$17,0),MATCH(AK278&AL278,$C$2:$V$2,0)),0))","v":351},"ЗО",{"$f":"3.6*AV278/(4.19*(Калькулятор!$C$8-Калькулятор!$D$8))","v":30.148926014319812},{"$f":"IF(Калькулятор!$F$8<>70,INDEX($C$6:$V$17,MATCH(AM278,$B$6:$B$17,0),MATCH(AK278&AL278,$C$2:$V$2,0))*(Калькулятор!$F$8/70)^справочно!$Y$2,INDEX($C$6:$V$17,MATCH(AM278,$B$6:$B$17,0),MATCH(AK278&AL278,$C$2:$V$2,0)))","v":350.90000000000003}]
[null,null,null,null,null,null,null,null,null,null,null,null,null,null,null,null,null,null,null,null,null,null,null,null,null,null,"Конвектор внутрипольный Royal Thermo ATRIUM-75/400/1000-DG-U-LB","НС-1477808","RT-A-75/400/1000-DG-U-LB",3,5,8,12,17,20,22,75,400,1000,"DG","U","LB",{"$f":"IF((IFERROR(IF(VLOOKUP(AK279,X:Y,2,0)=TRUE,1,0),0)+IFERROR(IF(VLOOKUP(AL279,X:Y,2,0)=TRUE,1,0),0)+IFERROR(IF(VLOOKUP(AN279,X:Y,2,0)=TRUE,1,0),0)+IFERROR(IF(VLOOKUP(AO279,X:Y,2,0)=TRUE,1,0),0)+IFERROR(IF(VLOOKUP(AP279,X:Y,2,0)=TRUE,1,0),0)+IF(AND(AM279>=Калькулятор!$C$14,AM279<=Калькулятор!$E$14),1,0)+IF(OR(AND(AS279>=Калькулятор!$C$11,AS279<=IF(ISBLANK(Калькулятор!$E$11),100000,Калькулятор!$E$11)),Калькулятор!$C$11&Калькулятор!$E$11=\"\"),1,0))=7,1,0)","v":0},{"$f":"SUM(AQ$2:AQ279)","v":240},{"$f":"IF(Калькулятор!$F$8<>70,ROUND(INDEX($C$6:$V$17,MATCH(AM279,$B$6:$B$17,0),MATCH(AK279&AL279,$C$2:$V$2,0))*(Калькулятор!$F$8/70)^справочно!$Y$2,0),ROUND(INDEX($C$6:$V$17,MATCH(AM279,$B$6:$B$17,0),MATCH(AK279&AL279,$C$2:$V$2,0)),0))","v":476},"ЗО",{"$f":"3.6*AV279/(4.19*(Калькулятор!$C$8-Калькулятор!$D$8))","v":40.923150357995226},{"$f":"IF(Калькулятор!$F$8<>70,INDEX($C$6:$V$17,MATCH(AM279,$B$6:$B$17,0),MATCH(AK279&AL279,$C$2:$V$2,0))*(Калькулятор!$F$8/70)^справочно!$Y$2,INDEX($C$6:$V$17,MATCH(AM279,$B$6:$B$17,0),MATCH(AK279&AL279,$C$2:$V$2,0)))","v":476.3}]
[null,null,null,null,null,null,null,null,null,null,null,null,null,null,null,null,null,null,null,null,null,null,null,null,null,null,"Конвектор внутрипольный Royal Thermo ATRIUM-75/400/1200-DG-U-LB","НС-1477811","RT-A-75/400/1200-DG-U-LB",3,5,8,12,17,20,22,75,400,1200,"DG","U","LB",{"$f":"IF((IFERROR(IF(VLOOKUP(AK280,X:Y,2,0)=TRUE,1,0),0)+IFERROR(IF(VLOOKUP(AL280,X:Y,2,0)=TRUE,1,0),0)+IFERROR(IF(VLOOKUP(AN280,X:Y,2,0)=TRUE,1,0),0)+IFERROR(IF(VLOOKUP(AO280,X:Y,2,0)=TRUE,1,0),0)+IFERROR(IF(VLOOKUP(AP280,X:Y,2,0)=TRUE,1,0),0)+IF(AND(AM280>=Калькулятор!$C$14,AM280<=Калькулятор!$E$14),1,0)+IF(OR(AND(AS280>=Калькулятор!$C$11,AS280<=IF(ISBLANK(Калькулятор!$E$11),100000,Калькулятор!$E$11)),Калькулятор!$C$11&Калькулятор!$E$11=\"\"),1,0))=7,1,0)","v":0},{"$f":"SUM(AQ$2:AQ280)","v":240},{"$f":"IF(Калькулятор!$F$8<>70,ROUND(INDEX($C$6:$V$17,MATCH(AM280,$B$6:$B$17,0),MATCH(AK280&AL280,$C$2:$V$2,0))*(Калькулятор!$F$8/70)^справочно!$Y$2,0),ROUND(INDEX($C$6:$V$17,MATCH(AM280,$B$6:$B$17,0),MATCH(AK280&AL280,$C$2:$V$2,0)),0))","v":603},"ЗО",{"$f":"3.6*AV280/(4.19*(Калькулятор!$C$8-Калькулятор!$D$8))","v":51.791885441527448},{"$f":"IF(Калькулятор!$F$8<>70,INDEX($C$6:$V$17,MATCH(AM280,$B$6:$B$17,0),MATCH(AK280&AL280,$C$2:$V$2,0))*(Калькулятор!$F$8/70)^справочно!$Y$2,INDEX($C$6:$V$17,MATCH(AM280,$B$6:$B$17,0),MATCH(AK280&AL280,$C$2:$V$2,0)))","v":602.80000000000007}]
[null,null,null,null,null,null,null,null,null,null,null,null,null,null,null,null,null,null,null,null,null,null,null,null,null,null,"Конвектор внутрипольный Royal Thermo ATRIUM-75/400/1400-DG-U-LB","НС-1477814","RT-A-75/400/1400-DG-U-LB",3,5,8,12,17,20,22,75,400,1400,"DG","U","LB",{"$f":"IF((IFERROR(IF(VLOOKUP(AK281,X:Y,2,0)=TRUE,1,0),0)+IFERROR(IF(VLOOKUP(AL281,X:Y,2,0)=TRUE,1,0),0)+IFERROR(IF(VLOOKUP(AN281,X:Y,2,0)=TRUE,1,0),0)+IFERROR(IF(VLOOKUP(AO281,X:Y,2,0)=TRUE,1,0),0)+IFERROR(IF(VLOOKUP(AP281,X:Y,2,0)=TRUE,1,0),0)+IF(AND(AM281>=Калькулятор!$C$14,AM281<=Калькулятор!$E$14),1,0)+IF(OR(AND(AS281>=Калькулятор!$C$11,AS281<=IF(ISBLANK(Калькулятор!$E$11),100000,Калькулятор!$E$11)),Калькулятор!$C$11&Калькулятор!$E$11=\"\"),1,0))=7,1,0)","v":0},{"$f":"SUM(AQ$2:AQ281)","v":240},{"$f":"IF(Калькулятор!$F$8<>70,ROUND(INDEX($C$6:$V$17,MATCH(AM281,$B$6:$B$17,0),MATCH(AK281&AL281,$C$2:$V$2,0))*(Калькулятор!$F$8/70)^справочно!$Y$2,0),ROUND(INDEX($C$6:$V$17,MATCH(AM281,$B$6:$B$17,0),MATCH(AK281&AL281,$C$2:$V$2,0)),0))","v":728},"ЗО",{"$f":"3.6*AV281/(4.19*(Калькулятор!$C$8-Калькулятор!$D$8))","v":62.566109785202869},{"$f":"IF(Калькулятор!$F$8<>70,INDEX($C$6:$V$17,MATCH(AM281,$B$6:$B$17,0),MATCH(AK281&AL281,$C$2:$V$2,0))*(Калькулятор!$F$8/70)^справочно!$Y$2,INDEX($C$6:$V$17,MATCH(AM281,$B$6:$B$17,0),MATCH(AK281&AL281,$C$2:$V$2,0)))","v":728.2}]
[null,null,null,null,null,null,null,null,null,null,null,null,null,null,null,null,null,null,null,null,null,null,null,null,null,null,"Конвектор внутрипольный Royal Thermo ATRIUM-75/400/1600-DG-U-LB","НС-1477817","RT-A-75/400/1600-DG-U-LB",3,5,8,12,17,20,22,75,400,1600,"DG","U","LB",{"$f":"IF((IFERROR(IF(VLOOKUP(AK282,X:Y,2,0)=TRUE,1,0),0)+IFERROR(IF(VLOOKUP(AL282,X:Y,2,0)=TRUE,1,0),0)+IFERROR(IF(VLOOKUP(AN282,X:Y,2,0)=TRUE,1,0),0)+IFERROR(IF(VLOOKUP(AO282,X:Y,2,0)=TRUE,1,0),0)+IFERROR(IF(VLOOKUP(AP282,X:Y,2,0)=TRUE,1,0),0)+IF(AND(AM282>=Калькулятор!$C$14,AM282<=Калькулятор!$E$14),1,0)+IF(OR(AND(AS282>=Калькулятор!$C$11,AS282<=IF(ISBLANK(Калькулятор!$E$11),100000,Калькулятор!$E$11)),Калькулятор!$C$11&Калькулятор!$E$11=\"\"),1,0))=7,1,0)","v":0},{"$f":"SUM(AQ$2:AQ282)","v":240},{"$f":"IF(Калькулятор!$F$8<>70,ROUND(INDEX($C$6:$V$17,MATCH(AM282,$B$6:$B$17,0),MATCH(AK282&AL282,$C$2:$V$2,0))*(Калькулятор!$F$8/70)^справочно!$Y$2,0),ROUND(INDEX($C$6:$V$17,MATCH(AM282,$B$6:$B$17,0),MATCH(AK282&AL282,$C$2:$V$2,0)),0))","v":854},"ЗО",{"$f":"3.6*AV282/(4.19*(Калькулятор!$C$8-Калькулятор!$D$8))","v":73.340334128878268},{"$f":"IF(Калькулятор!$F$8<>70,INDEX($C$6:$V$17,MATCH(AM282,$B$6:$B$17,0),MATCH(AK282&AL282,$C$2:$V$2,0))*(Калькулятор!$F$8/70)^справочно!$Y$2,INDEX($C$6:$V$17,MATCH(AM282,$B$6:$B$17,0),MATCH(AK282&AL282,$C$2:$V$2,0)))","v":853.6}]
[null,null,null,null,null,null,null,null,null,null,null,null,null,null,null,null,null,null,null,null,null,null,null,null,null,null,"Конвектор внутрипольный Royal Thermo ATRIUM-75/400/1800-DG-U-LB","НС-1477820","RT-A-75/400/1800-DG-U-LB",3,5,8,12,17,20,22,75,400,1800,"DG","U","LB",{"$f":"IF((IFERROR(IF(VLOOKUP(AK283,X:Y,2,0)=TRUE,1,0),0)+IFERROR(IF(VLOOKUP(AL283,X:Y,2,0)=TRUE,1,0),0)+IFERROR(IF(VLOOKUP(AN283,X:Y,2,0)=TRUE,1,0),0)+IFERROR(IF(VLOOKUP(AO283,X:Y,2,0)=TRUE,1,0),0)+IFERROR(IF(VLOOKUP(AP283,X:Y,2,0)=TRUE,1,0),0)+IF(AND(AM283>=Калькулятор!$C$14,AM283<=Калькулятор!$E$14),1,0)+IF(OR(AND(AS283>=Калькулятор!$C$11,AS283<=IF(ISBLANK(Калькулятор!$E$11),100000,Калькулятор!$E$11)),Калькулятор!$C$11&Калькулятор!$E$11=\"\"),1,0))=7,1,0)","v":0},{"$f":"SUM(AQ$2:AQ283)","v":240},{"$f":"IF(Калькулятор!$F$8<>70,ROUND(INDEX($C$6:$V$17,MATCH(AM283,$B$6:$B$17,0),MATCH(AK283&AL283,$C$2:$V$2,0))*(Калькулятор!$F$8/70)^справочно!$Y$2,0),ROUND(INDEX($C$6:$V$17,MATCH(AM283,$B$6:$B$17,0),MATCH(AK283&AL283,$C$2:$V$2,0)),0))","v":980},"ЗО",{"$f":"3.6*AV283/(4.19*(Калькулятор!$C$8-Калькулятор!$D$8))","v":84.209069212410498},{"$f":"IF(Калькулятор!$F$8<>70,INDEX($C$6:$V$17,MATCH(AM283,$B$6:$B$17,0),MATCH(AK283&AL283,$C$2:$V$2,0))*(Калькулятор!$F$8/70)^справочно!$Y$2,INDEX($C$6:$V$17,MATCH(AM283,$B$6:$B$17,0),MATCH(AK283&AL283,$C$2:$V$2,0)))","v":980.1}]
[null,null,null,null,null,null,null,null,null,null,null,null,null,null,null,null,null,null,null,null,null,null,null,null,null,null,"Конвектор внутрипольный Royal Thermo ATRIUM-75/400/2000-DG-U-LB","НС-1477823","RT-A-75/400/2000-DG-U-LB",3,5,8,12,17,20,22,75,400,2000,"DG","U","LB",{"$f":"IF((IFERROR(IF(VLOOKUP(AK284,X:Y,2,0)=TRUE,1,0),0)+IFERROR(IF(VLOOKUP(AL284,X:Y,2,0)=TRUE,1,0),0)+IFERROR(IF(VLOOKUP(AN284,X:Y,2,0)=TRUE,1,0),0)+IFERROR(IF(VLOOKUP(AO284,X:Y,2,0)=TRUE,1,0),0)+IFERROR(IF(VLOOKUP(AP284,X:Y,2,0)=TRUE,1,0),0)+IF(AND(AM284>=Калькулятор!$C$14,AM284<=Калькулятор!$E$14),1,0)+IF(OR(AND(AS284>=Калькулятор!$C$11,AS284<=IF(ISBLANK(Калькулятор!$E$11),100000,Калькулятор!$E$11)),Калькулятор!$C$11&Калькулятор!$E$11=\"\"),1,0))=7,1,0)","v":0},{"$f":"SUM(AQ$2:AQ284)","v":240},{"$f":"IF(Калькулятор!$F$8<>70,ROUND(INDEX($C$6:$V$17,MATCH(AM284,$B$6:$B$17,0),MATCH(AK284&AL284,$C$2:$V$2,0))*(Калькулятор!$F$8/70)^справочно!$Y$2,0),ROUND(INDEX($C$6:$V$17,MATCH(AM284,$B$6:$B$17,0),MATCH(AK284&AL284,$C$2:$V$2,0)),0))","v":1106},"ЗО",{"$f":"3.6*AV284/(4.19*(Калькулятор!$C$8-Калькулятор!$D$8))","v":94.983293556085911},{"$f":"IF(Калькулятор!$F$8<>70,INDEX($C$6:$V$17,MATCH(AM284,$B$6:$B$17,0),MATCH(AK284&AL284,$C$2:$V$2,0))*(Калькулятор!$F$8/70)^справочно!$Y$2,INDEX($C$6:$V$17,MATCH(AM284,$B$6:$B$17,0),MATCH(AK284&AL284,$C$2:$V$2,0)))","v":1105.5}]
[null,null,null,null,null,null,null,null,null,null,null,null,null,null,null,null,null,null,null,null,null,null,null,null,null,null,"Конвектор внутрипольный Royal Thermo ATRIUM-75/400/2200-DG-U-LB","НС-1477826","RT-A-75/400/2200-DG-U-LB",3,5,8,12,17,20,22,75,400,2200,"DG","U","LB",{"$f":"IF((IFERROR(IF(VLOOKUP(AK285,X:Y,2,0)=TRUE,1,0),0)+IFERROR(IF(VLOOKUP(AL285,X:Y,2,0)=TRUE,1,0),0)+IFERROR(IF(VLOOKUP(AN285,X:Y,2,0)=TRUE,1,0),0)+IFERROR(IF(VLOOKUP(AO285,X:Y,2,0)=TRUE,1,0),0)+IFERROR(IF(VLOOKUP(AP285,X:Y,2,0)=TRUE,1,0),0)+IF(AND(AM285>=Калькулятор!$C$14,AM285<=Калькулятор!$E$14),1,0)+IF(OR(AND(AS285>=Калькулятор!$C$11,AS285<=IF(ISBLANK(Калькулятор!$E$11),100000,Калькулятор!$E$11)),Калькулятор!$C$11&Калькулятор!$E$11=\"\"),1,0))=7,1,0)","v":0},{"$f":"SUM(AQ$2:AQ285)","v":240},{"$f":"IF(Калькулятор!$F$8<>70,ROUND(INDEX($C$6:$V$17,MATCH(AM285,$B$6:$B$17,0),MATCH(AK285&AL285,$C$2:$V$2,0))*(Калькулятор!$F$8/70)^справочно!$Y$2,0),ROUND(INDEX($C$6:$V$17,MATCH(AM285,$B$6:$B$17,0),MATCH(AK285&AL285,$C$2:$V$2,0)),0))","v":1232},"ЗО",{"$f":"3.6*AV285/(4.19*(Калькулятор!$C$8-Калькулятор!$D$8))","v":105.85202863961813},{"$f":"IF(Калькулятор!$F$8<>70,INDEX($C$6:$V$17,MATCH(AM285,$B$6:$B$17,0),MATCH(AK285&AL285,$C$2:$V$2,0))*(Калькулятор!$F$8/70)^справочно!$Y$2,INDEX($C$6:$V$17,MATCH(AM285,$B$6:$B$17,0),MATCH(AK285&AL285,$C$2:$V$2,0)))","v":1232}]
[null,null,null,null,null,null,null,null,null,null,null,null,null,null,null,null,null,null,null,null,null,null,null,null,null,null,"Конвектор внутрипольный Royal Thermo ATRIUM-75/400/2400-DG-U-LB","НС-1477829","RT-A-75/400/2400-DG-U-LB",3,5,8,12,17,20,22,75,400,2400,"DG","U","LB",{"$f":"IF((IFERROR(IF(VLOOKUP(AK286,X:Y,2,0)=TRUE,1,0),0)+IFERROR(IF(VLOOKUP(AL286,X:Y,2,0)=TRUE,1,0),0)+IFERROR(IF(VLOOKUP(AN286,X:Y,2,0)=TRUE,1,0),0)+IFERROR(IF(VLOOKUP(AO286,X:Y,2,0)=TRUE,1,0),0)+IFERROR(IF(VLOOKUP(AP286,X:Y,2,0)=TRUE,1,0),0)+IF(AND(AM286>=Калькулятор!$C$14,AM286<=Калькулятор!$E$14),1,0)+IF(OR(AND(AS286>=Калькулятор!$C$11,AS286<=IF(ISBLANK(Калькулятор!$E$11),100000,Калькулятор!$E$11)),Калькулятор!$C$11&Калькулятор!$E$11=\"\"),1,0))=7,1,0)","v":0},{"$f":"SUM(AQ$2:AQ286)","v":240},{"$f":"IF(Калькулятор!$F$8<>70,ROUND(INDEX($C$6:$V$17,MATCH(AM286,$B$6:$B$17,0),MATCH(AK286&AL286,$C$2:$V$2,0))*(Калькулятор!$F$8/70)^справочно!$Y$2,0),ROUND(INDEX($C$6:$V$17,MATCH(AM286,$B$6:$B$17,0),MATCH(AK286&AL286,$C$2:$V$2,0)),0))","v":1362},"ЗО",{"$f":"3.6*AV286/(4.19*(Калькулятор!$C$8-Калькулятор!$D$8))","v":117.00429594272076},{"$f":"IF(Калькулятор!$F$8<>70,INDEX($C$6:$V$17,MATCH(AM286,$B$6:$B$17,0),MATCH(AK286&AL286,$C$2:$V$2,0))*(Калькулятор!$F$8/70)^справочно!$Y$2,INDEX($C$6:$V$17,MATCH(AM286,$B$6:$B$17,0),MATCH(AK286&AL286,$C$2:$V$2,0)))","v":1361.8000000000002}]
[null,null,null,null,null,null,null,null,null,null,null,null,null,null,null,null,null,null,null,null,null,null,null,null,null,null,"Конвектор внутрипольный Royal Thermo ATRIUM-75/400/2600-DG-U-LB","НС-1477832","RT-A-75/400/2600-DG-U-LB",3,5,8,12,17,20,22,75,400,2600,"DG","U","LB",{"$f":"IF((IFERROR(IF(VLOOKUP(AK287,X:Y,2,0)=TRUE,1,0),0)+IFERROR(IF(VLOOKUP(AL287,X:Y,2,0)=TRUE,1,0),0)+IFERROR(IF(VLOOKUP(AN287,X:Y,2,0)=TRUE,1,0),0)+IFERROR(IF(VLOOKUP(AO287,X:Y,2,0)=TRUE,1,0),0)+IFERROR(IF(VLOOKUP(AP287,X:Y,2,0)=TRUE,1,0),0)+IF(AND(AM287>=Калькулятор!$C$14,AM287<=Калькулятор!$E$14),1,0)+IF(OR(AND(AS287>=Калькулятор!$C$11,AS287<=IF(ISBLANK(Калькулятор!$E$11),100000,Калькулятор!$E$11)),Калькулятор!$C$11&Калькулятор!$E$11=\"\"),1,0))=7,1,0)","v":0},{"$f":"SUM(AQ$2:AQ287)","v":240},{"$f":"IF(Калькулятор!$F$8<>70,ROUND(INDEX($C$6:$V$17,MATCH(AM287,$B$6:$B$17,0),MATCH(AK287&AL287,$C$2:$V$2,0))*(Калькулятор!$F$8/70)^справочно!$Y$2,0),ROUND(INDEX($C$6:$V$17,MATCH(AM287,$B$6:$B$17,0),MATCH(AK287&AL287,$C$2:$V$2,0)),0))","v":1487},"ЗО",{"$f":"3.6*AV287/(4.19*(Калькулятор!$C$8-Калькулятор!$D$8))","v":127.77852028639617},{"$f":"IF(Калькулятор!$F$8<>70,INDEX($C$6:$V$17,MATCH(AM287,$B$6:$B$17,0),MATCH(AK287&AL287,$C$2:$V$2,0))*(Калькулятор!$F$8/70)^справочно!$Y$2,INDEX($C$6:$V$17,MATCH(AM287,$B$6:$B$17,0),MATCH(AK287&AL287,$C$2:$V$2,0)))","v":1487.2}]
[null,null,null,null,null,null,null,null,null,null,null,null,null,null,null,null,null,null,null,null,null,null,null,null,null,null,"Конвектор внутрипольный Royal Thermo ATRIUM-75/400/2800-DG-U-LB","НС-1477835","RT-A-75/400/2800-DG-U-LB",3,5,8,12,17,20,22,75,400,2800,"DG","U","LB",{"$f":"IF((IFERROR(IF(VLOOKUP(AK288,X:Y,2,0)=TRUE,1,0),0)+IFERROR(IF(VLOOKUP(AL288,X:Y,2,0)=TRUE,1,0),0)+IFERROR(IF(VLOOKUP(AN288,X:Y,2,0)=TRUE,1,0),0)+IFERROR(IF(VLOOKUP(AO288,X:Y,2,0)=TRUE,1,0),0)+IFERROR(IF(VLOOKUP(AP288,X:Y,2,0)=TRUE,1,0),0)+IF(AND(AM288>=Калькулятор!$C$14,AM288<=Калькулятор!$E$14),1,0)+IF(OR(AND(AS288>=Калькулятор!$C$11,AS288<=IF(ISBLANK(Калькулятор!$E$11),100000,Калькулятор!$E$11)),Калькулятор!$C$11&Калькулятор!$E$11=\"\"),1,0))=7,1,0)","v":0},{"$f":"SUM(AQ$2:AQ288)","v":240},{"$f":"IF(Калькулятор!$F$8<>70,ROUND(INDEX($C$6:$V$17,MATCH(AM288,$B$6:$B$17,0),MATCH(AK288&AL288,$C$2:$V$2,0))*(Калькулятор!$F$8/70)^справочно!$Y$2,0),ROUND(INDEX($C$6:$V$17,MATCH(AM288,$B$6:$B$17,0),MATCH(AK288&AL288,$C$2:$V$2,0)),0))","v":1614},"ЗО",{"$f":"3.6*AV288/(4.19*(Калькулятор!$C$8-Калькулятор!$D$8))","v":138.64725536992839},{"$f":"IF(Калькулятор!$F$8<>70,INDEX($C$6:$V$17,MATCH(AM288,$B$6:$B$17,0),MATCH(AK288&AL288,$C$2:$V$2,0))*(Калькулятор!$F$8/70)^справочно!$Y$2,INDEX($C$6:$V$17,MATCH(AM288,$B$6:$B$17,0),MATCH(AK288&AL288,$C$2:$V$2,0)))","v":1613.7}]
[null,null,null,null,null,null,null,null,null,null,null,null,null,null,null,null,null,null,null,null,null,null,null,null,null,null,"Конвектор внутрипольный Royal Thermo ATRIUM-75/400/3000-DG-U-LB","НС-1477838","RT-A-75/400/3000-DG-U-LB",3,5,8,12,17,20,22,75,400,3000,"DG","U","LB",{"$f":"IF((IFERROR(IF(VLOOKUP(AK289,X:Y,2,0)=TRUE,1,0),0)+IFERROR(IF(VLOOKUP(AL289,X:Y,2,0)=TRUE,1,0),0)+IFERROR(IF(VLOOKUP(AN289,X:Y,2,0)=TRUE,1,0),0)+IFERROR(IF(VLOOKUP(AO289,X:Y,2,0)=TRUE,1,0),0)+IFERROR(IF(VLOOKUP(AP289,X:Y,2,0)=TRUE,1,0),0)+IF(AND(AM289>=Калькулятор!$C$14,AM289<=Калькулятор!$E$14),1,0)+IF(OR(AND(AS289>=Калькулятор!$C$11,AS289<=IF(ISBLANK(Калькулятор!$E$11),100000,Калькулятор!$E$11)),Калькулятор!$C$11&Калькулятор!$E$11=\"\"),1,0))=7,1,0)","v":0},{"$f":"SUM(AQ$2:AQ289)","v":240},{"$f":"IF(Калькулятор!$F$8<>70,ROUND(INDEX($C$6:$V$17,MATCH(AM289,$B$6:$B$17,0),MATCH(AK289&AL289,$C$2:$V$2,0))*(Калькулятор!$F$8/70)^справочно!$Y$2,0),ROUND(INDEX($C$6:$V$17,MATCH(AM289,$B$6:$B$17,0),MATCH(AK289&AL289,$C$2:$V$2,0)),0))","v":1739},"ЗО",{"$f":"3.6*AV289/(4.19*(Калькулятор!$C$8-Калькулятор!$D$8))","v":149.42147971360382},{"$f":"IF(Калькулятор!$F$8<>70,INDEX($C$6:$V$17,MATCH(AM289,$B$6:$B$17,0),MATCH(AK289&AL289,$C$2:$V$2,0))*(Калькулятор!$F$8/70)^справочно!$Y$2,INDEX($C$6:$V$17,MATCH(AM289,$B$6:$B$17,0),MATCH(AK289&AL289,$C$2:$V$2,0)))","v":1739.1000000000001}]
[null,null,null,null,null,null,null,null,null,null,null,null,null,null,null,null,null,null,null,null,null,null,null,null,null,null,"Конвектор внутрипольный Royal Thermo ATRIUM-90/200/800-DG-U-LB","НС-1477880","RT-A-90/200/800-DG-U-LB",3,5,8,12,16,19,21,90,200,800,"DG","U","LB",{"$f":"IF((IFERROR(IF(VLOOKUP(AK290,X:Y,2,0)=TRUE,1,0),0)+IFERROR(IF(VLOOKUP(AL290,X:Y,2,0)=TRUE,1,0),0)+IFERROR(IF(VLOOKUP(AN290,X:Y,2,0)=TRUE,1,0),0)+IFERROR(IF(VLOOKUP(AO290,X:Y,2,0)=TRUE,1,0),0)+IFERROR(IF(VLOOKUP(AP290,X:Y,2,0)=TRUE,1,0),0)+IF(AND(AM290>=Калькулятор!$C$14,AM290<=Калькулятор!$E$14),1,0)+IF(OR(AND(AS290>=Калькулятор!$C$11,AS290<=IF(ISBLANK(Калькулятор!$E$11),100000,Калькулятор!$E$11)),Калькулятор!$C$11&Калькулятор!$E$11=\"\"),1,0))=7,1,0)","v":0},{"$f":"SUM(AQ$2:AQ290)","v":240},{"$f":"IF(Калькулятор!$F$8<>70,ROUND(INDEX($C$6:$V$17,MATCH(AM290,$B$6:$B$17,0),MATCH(AK290&AL290,$C$2:$V$2,0))*(Калькулятор!$F$8/70)^справочно!$Y$2,0),ROUND(INDEX($C$6:$V$17,MATCH(AM290,$B$6:$B$17,0),MATCH(AK290&AL290,$C$2:$V$2,0)),0))","v":222},"ЗО",{"$f":"3.6*AV290/(4.19*(Калькулятор!$C$8-Калькулятор!$D$8))","v":19.091169451073984},{"$f":"IF(Калькулятор!$F$8<>70,INDEX($C$6:$V$17,MATCH(AM290,$B$6:$B$17,0),MATCH(AK290&AL290,$C$2:$V$2,0))*(Калькулятор!$F$8/70)^справочно!$Y$2,INDEX($C$6:$V$17,MATCH(AM290,$B$6:$B$17,0),MATCH(AK290&AL290,$C$2:$V$2,0)))","v":222.20000000000002}]
[null,null,null,null,null,null,null,null,null,null,null,null,null,null,null,null,null,null,null,null,null,null,null,null,null,null,"Конвектор внутрипольный Royal Thermo ATRIUM-90/200/1000-DG-U-LB","НС-1477847","RT-A-90/200/1000-DG-U-LB",3,5,8,12,17,20,22,90,200,1000,"DG","U","LB",{"$f":"IF((IFERROR(IF(VLOOKUP(AK291,X:Y,2,0)=TRUE,1,0),0)+IFERROR(IF(VLOOKUP(AL291,X:Y,2,0)=TRUE,1,0),0)+IFERROR(IF(VLOOKUP(AN291,X:Y,2,0)=TRUE,1,0),0)+IFERROR(IF(VLOOKUP(AO291,X:Y,2,0)=TRUE,1,0),0)+IFERROR(IF(VLOOKUP(AP291,X:Y,2,0)=TRUE,1,0),0)+IF(AND(AM291>=Калькулятор!$C$14,AM291<=Калькулятор!$E$14),1,0)+IF(OR(AND(AS291>=Калькулятор!$C$11,AS291<=IF(ISBLANK(Калькулятор!$E$11),100000,Калькулятор!$E$11)),Калькулятор!$C$11&Калькулятор!$E$11=\"\"),1,0))=7,1,0)","v":0},{"$f":"SUM(AQ$2:AQ291)","v":240},{"$f":"IF(Калькулятор!$F$8<>70,ROUND(INDEX($C$6:$V$17,MATCH(AM291,$B$6:$B$17,0),MATCH(AK291&AL291,$C$2:$V$2,0))*(Калькулятор!$F$8/70)^справочно!$Y$2,0),ROUND(INDEX($C$6:$V$17,MATCH(AM291,$B$6:$B$17,0),MATCH(AK291&AL291,$C$2:$V$2,0)),0))","v":306},"-",{"$f":"3.6*AV291/(4.19*(Калькулятор!$C$8-Калькулятор!$D$8))","v":26.273985680190929},{"$f":"IF(Калькулятор!$F$8<>70,INDEX($C$6:$V$17,MATCH(AM291,$B$6:$B$17,0),MATCH(AK291&AL291,$C$2:$V$2,0))*(Калькулятор!$F$8/70)^справочно!$Y$2,INDEX($C$6:$V$17,MATCH(AM291,$B$6:$B$17,0),MATCH(AK291&AL291,$C$2:$V$2,0)))","v":305.8}]
[null,null,null,null,null,null,null,null,null,null,null,null,null,null,null,null,null,null,null,null,null,null,null,null,null,null,"Конвектор внутрипольный Royal Thermo ATRIUM-90/200/1200-DG-U-LB","НС-1477850","RT-A-90/200/1200-DG-U-LB",3,5,8,12,17,20,22,90,200,1200,"DG","U","LB",{"$f":"IF((IFERROR(IF(VLOOKUP(AK292,X:Y,2,0)=TRUE,1,0),0)+IFERROR(IF(VLOOKUP(AL292,X:Y,2,0)=TRUE,1,0),0)+IFERROR(IF(VLOOKUP(AN292,X:Y,2,0)=TRUE,1,0),0)+IFERROR(IF(VLOOKUP(AO292,X:Y,2,0)=TRUE,1,0),0)+IFERROR(IF(VLOOKUP(AP292,X:Y,2,0)=TRUE,1,0),0)+IF(AND(AM292>=Калькулятор!$C$14,AM292<=Калькулятор!$E$14),1,0)+IF(OR(AND(AS292>=Калькулятор!$C$11,AS292<=IF(ISBLANK(Калькулятор!$E$11),100000,Калькулятор!$E$11)),Калькулятор!$C$11&Калькулятор!$E$11=\"\"),1,0))=7,1,0)","v":0},{"$f":"SUM(AQ$2:AQ292)","v":240},{"$f":"IF(Калькулятор!$F$8<>70,ROUND(INDEX($C$6:$V$17,MATCH(AM292,$B$6:$B$17,0),MATCH(AK292&AL292,$C$2:$V$2,0))*(Калькулятор!$F$8/70)^справочно!$Y$2,0),ROUND(INDEX($C$6:$V$17,MATCH(AM292,$B$6:$B$17,0),MATCH(AK292&AL292,$C$2:$V$2,0)),0))","v":391},"-",{"$f":"3.6*AV292/(4.19*(Калькулятор!$C$8-Калькулятор!$D$8))","v":33.551312649164679},{"$f":"IF(Калькулятор!$F$8<>70,INDEX($C$6:$V$17,MATCH(AM292,$B$6:$B$17,0),MATCH(AK292&AL292,$C$2:$V$2,0))*(Калькулятор!$F$8/70)^справочно!$Y$2,INDEX($C$6:$V$17,MATCH(AM292,$B$6:$B$17,0),MATCH(AK292&AL292,$C$2:$V$2,0)))","v":390.50000000000006}]
[null,null,null,null,null,null,null,null,null,null,null,null,null,null,null,null,null,null,null,null,null,null,null,null,null,null,"Конвектор внутрипольный Royal Thermo ATRIUM-90/200/1400-DG-U-LB","НС-1477853","RT-A-90/200/1400-DG-U-LB",3,5,8,12,17,20,22,90,200,1400,"DG","U","LB",{"$f":"IF((IFERROR(IF(VLOOKUP(AK293,X:Y,2,0)=TRUE,1,0),0)+IFERROR(IF(VLOOKUP(AL293,X:Y,2,0)=TRUE,1,0),0)+IFERROR(IF(VLOOKUP(AN293,X:Y,2,0)=TRUE,1,0),0)+IFERROR(IF(VLOOKUP(AO293,X:Y,2,0)=TRUE,1,0),0)+IFERROR(IF(VLOOKUP(AP293,X:Y,2,0)=TRUE,1,0),0)+IF(AND(AM293>=Калькулятор!$C$14,AM293<=Калькулятор!$E$14),1,0)+IF(OR(AND(AS293>=Калькулятор!$C$11,AS293<=IF(ISBLANK(Калькулятор!$E$11),100000,Калькулятор!$E$11)),Калькулятор!$C$11&Калькулятор!$E$11=\"\"),1,0))=7,1,0)","v":0},{"$f":"SUM(AQ$2:AQ293)","v":240},{"$f":"IF(Калькулятор!$F$8<>70,ROUND(INDEX($C$6:$V$17,MATCH(AM293,$B$6:$B$17,0),MATCH(AK293&AL293,$C$2:$V$2,0))*(Калькулятор!$F$8/70)^справочно!$Y$2,0),ROUND(INDEX($C$6:$V$17,MATCH(AM293,$B$6:$B$17,0),MATCH(AK293&AL293,$C$2:$V$2,0)),0))","v":474},"-",{"$f":"3.6*AV293/(4.19*(Калькулятор!$C$8-Калькулятор!$D$8))","v":40.734128878281624},{"$f":"IF(Калькулятор!$F$8<>70,INDEX($C$6:$V$17,MATCH(AM293,$B$6:$B$17,0),MATCH(AK293&AL293,$C$2:$V$2,0))*(Калькулятор!$F$8/70)^справочно!$Y$2,INDEX($C$6:$V$17,MATCH(AM293,$B$6:$B$17,0),MATCH(AK293&AL293,$C$2:$V$2,0)))","v":474.1}]
[null,null,null,null,null,null,null,null,null,null,null,null,null,null,null,null,null,null,null,null,null,null,null,null,null,null,"Конвектор внутрипольный Royal Thermo ATRIUM-90/200/1600-DG-U-LB","НС-1477856","RT-A-90/200/1600-DG-U-LB",3,5,8,12,17,20,22,90,200,1600,"DG","U","LB",{"$f":"IF((IFERROR(IF(VLOOKUP(AK294,X:Y,2,0)=TRUE,1,0),0)+IFERROR(IF(VLOOKUP(AL294,X:Y,2,0)=TRUE,1,0),0)+IFERROR(IF(VLOOKUP(AN294,X:Y,2,0)=TRUE,1,0),0)+IFERROR(IF(VLOOKUP(AO294,X:Y,2,0)=TRUE,1,0),0)+IFERROR(IF(VLOOKUP(AP294,X:Y,2,0)=TRUE,1,0),0)+IF(AND(AM294>=Калькулятор!$C$14,AM294<=Калькулятор!$E$14),1,0)+IF(OR(AND(AS294>=Калькулятор!$C$11,AS294<=IF(ISBLANK(Калькулятор!$E$11),100000,Калькулятор!$E$11)),Калькулятор!$C$11&Калькулятор!$E$11=\"\"),1,0))=7,1,0)","v":0},{"$f":"SUM(AQ$2:AQ294)","v":240},{"$f":"IF(Калькулятор!$F$8<>70,ROUND(INDEX($C$6:$V$17,MATCH(AM294,$B$6:$B$17,0),MATCH(AK294&AL294,$C$2:$V$2,0))*(Калькулятор!$F$8/70)^справочно!$Y$2,0),ROUND(INDEX($C$6:$V$17,MATCH(AM294,$B$6:$B$17,0),MATCH(AK294&AL294,$C$2:$V$2,0)),0))","v":559},"-",{"$f":"3.6*AV294/(4.19*(Калькулятор!$C$8-Калькулятор!$D$8))","v":48.01145584725537},{"$f":"IF(Калькулятор!$F$8<>70,INDEX($C$6:$V$17,MATCH(AM294,$B$6:$B$17,0),MATCH(AK294&AL294,$C$2:$V$2,0))*(Калькулятор!$F$8/70)^справочно!$Y$2,INDEX($C$6:$V$17,MATCH(AM294,$B$6:$B$17,0),MATCH(AK294&AL294,$C$2:$V$2,0)))","v":558.80000000000007}]
[null,null,null,null,null,null,null,null,null,null,null,null,null,null,null,null,null,null,null,null,null,null,null,null,null,null,"Конвектор внутрипольный Royal Thermo ATRIUM-90/200/1800-DG-U-LB","НС-1477859","RT-A-90/200/1800-DG-U-LB",3,5,8,12,17,20,22,90,200,1800,"DG","U","LB",{"$f":"IF((IFERROR(IF(VLOOKUP(AK295,X:Y,2,0)=TRUE,1,0),0)+IFERROR(IF(VLOOKUP(AL295,X:Y,2,0)=TRUE,1,0),0)+IFERROR(IF(VLOOKUP(AN295,X:Y,2,0)=TRUE,1,0),0)+IFERROR(IF(VLOOKUP(AO295,X:Y,2,0)=TRUE,1,0),0)+IFERROR(IF(VLOOKUP(AP295,X:Y,2,0)=TRUE,1,0),0)+IF(AND(AM295>=Калькулятор!$C$14,AM295<=Калькулятор!$E$14),1,0)+IF(OR(AND(AS295>=Калькулятор!$C$11,AS295<=IF(ISBLANK(Калькулятор!$E$11),100000,Калькулятор!$E$11)),Калькулятор!$C$11&Калькулятор!$E$11=\"\"),1,0))=7,1,0)","v":0},{"$f":"SUM(AQ$2:AQ295)","v":240},{"$f":"IF(Калькулятор!$F$8<>70,ROUND(INDEX($C$6:$V$17,MATCH(AM295,$B$6:$B$17,0),MATCH(AK295&AL295,$C$2:$V$2,0))*(Калькулятор!$F$8/70)^справочно!$Y$2,0),ROUND(INDEX($C$6:$V$17,MATCH(AM295,$B$6:$B$17,0),MATCH(AK295&AL295,$C$2:$V$2,0)),0))","v":642},"-",{"$f":"3.6*AV295/(4.19*(Калькулятор!$C$8-Калькулятор!$D$8))","v":55.194272076372314},{"$f":"IF(Калькулятор!$F$8<>70,INDEX($C$6:$V$17,MATCH(AM295,$B$6:$B$17,0),MATCH(AK295&AL295,$C$2:$V$2,0))*(Калькулятор!$F$8/70)^справочно!$Y$2,INDEX($C$6:$V$17,MATCH(AM295,$B$6:$B$17,0),MATCH(AK295&AL295,$C$2:$V$2,0)))","v":642.40000000000009}]
[null,null,null,null,null,null,null,null,null,null,null,null,null,null,null,null,null,null,null,null,null,null,null,null,null,null,"Конвектор внутрипольный Royal Thermo ATRIUM-90/200/2000-DG-U-LB","НС-1477862","RT-A-90/200/2000-DG-U-LB",3,5,8,12,17,20,22,90,200,2000,"DG","U","LB",{"$f":"IF((IFERROR(IF(VLOOKUP(AK296,X:Y,2,0)=TRUE,1,0),0)+IFERROR(IF(VLOOKUP(AL296,X:Y,2,0)=TRUE,1,0),0)+IFERROR(IF(VLOOKUP(AN296,X:Y,2,0)=TRUE,1,0),0)+IFERROR(IF(VLOOKUP(AO296,X:Y,2,0)=TRUE,1,0),0)+IFERROR(IF(VLOOKUP(AP296,X:Y,2,0)=TRUE,1,0),0)+IF(AND(AM296>=Калькулятор!$C$14,AM296<=Калькулятор!$E$14),1,0)+IF(OR(AND(AS296>=Калькулятор!$C$11,AS296<=IF(ISBLANK(Калькулятор!$E$11),100000,Калькулятор!$E$11)),Калькулятор!$C$11&Калькулятор!$E$11=\"\"),1,0))=7,1,0)","v":0},{"$f":"SUM(AQ$2:AQ296)","v":240},{"$f":"IF(Калькулятор!$F$8<>70,ROUND(INDEX($C$6:$V$17,MATCH(AM296,$B$6:$B$17,0),MATCH(AK296&AL296,$C$2:$V$2,0))*(Калькулятор!$F$8/70)^справочно!$Y$2,0),ROUND(INDEX($C$6:$V$17,MATCH(AM296,$B$6:$B$17,0),MATCH(AK296&AL296,$C$2:$V$2,0)),0))","v":726},"-",{"$f":"3.6*AV296/(4.19*(Калькулятор!$C$8-Калькулятор!$D$8))","v":62.377088305489259},{"$f":"IF(Калькулятор!$F$8<>70,INDEX($C$6:$V$17,MATCH(AM296,$B$6:$B$17,0),MATCH(AK296&AL296,$C$2:$V$2,0))*(Калькулятор!$F$8/70)^справочно!$Y$2,INDEX($C$6:$V$17,MATCH(AM296,$B$6:$B$17,0),MATCH(AK296&AL296,$C$2:$V$2,0)))","v":726.00000000000011}]
[null,null,null,null,null,null,null,null,null,null,null,null,null,null,null,null,null,null,null,null,null,null,null,null,null,null,"Конвектор внутрипольный Royal Thermo ATRIUM-90/200/2200-DG-U-LB","НС-1477865","RT-A-90/200/2200-DG-U-LB",3,5,8,12,17,20,22,90,200,2200,"DG","U","LB",{"$f":"IF((IFERROR(IF(VLOOKUP(AK297,X:Y,2,0)=TRUE,1,0),0)+IFERROR(IF(VLOOKUP(AL297,X:Y,2,0)=TRUE,1,0),0)+IFERROR(IF(VLOOKUP(AN297,X:Y,2,0)=TRUE,1,0),0)+IFERROR(IF(VLOOKUP(AO297,X:Y,2,0)=TRUE,1,0),0)+IFERROR(IF(VLOOKUP(AP297,X:Y,2,0)=TRUE,1,0),0)+IF(AND(AM297>=Калькулятор!$C$14,AM297<=Калькулятор!$E$14),1,0)+IF(OR(AND(AS297>=Калькулятор!$C$11,AS297<=IF(ISBLANK(Калькулятор!$E$11),100000,Калькулятор!$E$11)),Калькулятор!$C$11&Калькулятор!$E$11=\"\"),1,0))=7,1,0)","v":0},{"$f":"SUM(AQ$2:AQ297)","v":240},{"$f":"IF(Калькулятор!$F$8<>70,ROUND(INDEX($C$6:$V$17,MATCH(AM297,$B$6:$B$17,0),MATCH(AK297&AL297,$C$2:$V$2,0))*(Калькулятор!$F$8/70)^справочно!$Y$2,0),ROUND(INDEX($C$6:$V$17,MATCH(AM297,$B$6:$B$17,0),MATCH(AK297&AL297,$C$2:$V$2,0)),0))","v":811},"-",{"$f":"3.6*AV297/(4.19*(Калькулятор!$C$8-Калькулятор!$D$8))","v":69.654415274463005},{"$f":"IF(Калькулятор!$F$8<>70,INDEX($C$6:$V$17,MATCH(AM297,$B$6:$B$17,0),MATCH(AK297&AL297,$C$2:$V$2,0))*(Калькулятор!$F$8/70)^справочно!$Y$2,INDEX($C$6:$V$17,MATCH(AM297,$B$6:$B$17,0),MATCH(AK297&AL297,$C$2:$V$2,0)))","v":810.7}]
[null,null,null,null,null,null,null,null,null,null,null,null,null,null,null,null,null,null,null,null,null,null,null,null,null,null,"Конвектор внутрипольный Royal Thermo ATRIUM-90/200/2400-DG-U-LB","НС-1477868","RT-A-90/200/2400-DG-U-LB",3,5,8,12,17,20,22,90,200,2400,"DG","U","LB",{"$f":"IF((IFERROR(IF(VLOOKUP(AK298,X:Y,2,0)=TRUE,1,0),0)+IFERROR(IF(VLOOKUP(AL298,X:Y,2,0)=TRUE,1,0),0)+IFERROR(IF(VLOOKUP(AN298,X:Y,2,0)=TRUE,1,0),0)+IFERROR(IF(VLOOKUP(AO298,X:Y,2,0)=TRUE,1,0),0)+IFERROR(IF(VLOOKUP(AP298,X:Y,2,0)=TRUE,1,0),0)+IF(AND(AM298>=Калькулятор!$C$14,AM298<=Калькулятор!$E$14),1,0)+IF(OR(AND(AS298>=Калькулятор!$C$11,AS298<=IF(ISBLANK(Калькулятор!$E$11),100000,Калькулятор!$E$11)),Калькулятор!$C$11&Калькулятор!$E$11=\"\"),1,0))=7,1,0)","v":0},{"$f":"SUM(AQ$2:AQ298)","v":240},{"$f":"IF(Калькулятор!$F$8<>70,ROUND(INDEX($C$6:$V$17,MATCH(AM298,$B$6:$B$17,0),MATCH(AK298&AL298,$C$2:$V$2,0))*(Калькулятор!$F$8/70)^справочно!$Y$2,0),ROUND(INDEX($C$6:$V$17,MATCH(AM298,$B$6:$B$17,0),MATCH(AK298&AL298,$C$2:$V$2,0)),0))","v":894},"-",{"$f":"3.6*AV298/(4.19*(Калькулятор!$C$8-Калькулятор!$D$8))","v":76.837231503579957},{"$f":"IF(Калькулятор!$F$8<>70,INDEX($C$6:$V$17,MATCH(AM298,$B$6:$B$17,0),MATCH(AK298&AL298,$C$2:$V$2,0))*(Калькулятор!$F$8/70)^справочно!$Y$2,INDEX($C$6:$V$17,MATCH(AM298,$B$6:$B$17,0),MATCH(AK298&AL298,$C$2:$V$2,0)))","v":894.30000000000007}]
[null,null,null,null,null,null,null,null,null,null,null,null,null,null,null,null,null,null,null,null,null,null,null,null,null,null,"Конвектор внутрипольный Royal Thermo ATRIUM-90/200/2600-DG-U-LB","НС-1477871","RT-A-90/200/2600-DG-U-LB",3,5,8,12,17,20,22,90,200,2600,"DG","U","LB",{"$f":"IF((IFERROR(IF(VLOOKUP(AK299,X:Y,2,0)=TRUE,1,0),0)+IFERROR(IF(VLOOKUP(AL299,X:Y,2,0)=TRUE,1,0),0)+IFERROR(IF(VLOOKUP(AN299,X:Y,2,0)=TRUE,1,0),0)+IFERROR(IF(VLOOKUP(AO299,X:Y,2,0)=TRUE,1,0),0)+IFERROR(IF(VLOOKUP(AP299,X:Y,2,0)=TRUE,1,0),0)+IF(AND(AM299>=Калькулятор!$C$14,AM299<=Калькулятор!$E$14),1,0)+IF(OR(AND(AS299>=Калькулятор!$C$11,AS299<=IF(ISBLANK(Калькулятор!$E$11),100000,Калькулятор!$E$11)),Калькулятор!$C$11&Калькулятор!$E$11=\"\"),1,0))=7,1,0)","v":0},{"$f":"SUM(AQ$2:AQ299)","v":240},{"$f":"IF(Калькулятор!$F$8<>70,ROUND(INDEX($C$6:$V$17,MATCH(AM299,$B$6:$B$17,0),MATCH(AK299&AL299,$C$2:$V$2,0))*(Калькулятор!$F$8/70)^справочно!$Y$2,0),ROUND(INDEX($C$6:$V$17,MATCH(AM299,$B$6:$B$17,0),MATCH(AK299&AL299,$C$2:$V$2,0)),0))","v":978},"ЗО",{"$f":"3.6*AV299/(4.19*(Калькулятор!$C$8-Калькулятор!$D$8))","v":84.020047732696895},{"$f":"IF(Калькулятор!$F$8<>70,INDEX($C$6:$V$17,MATCH(AM299,$B$6:$B$17,0),MATCH(AK299&AL299,$C$2:$V$2,0))*(Калькулятор!$F$8/70)^справочно!$Y$2,INDEX($C$6:$V$17,MATCH(AM299,$B$6:$B$17,0),MATCH(AK299&AL299,$C$2:$V$2,0)))","v":977.90000000000009}]
[null,null,null,null,null,null,null,null,null,null,null,null,null,null,null,null,null,null,null,null,null,null,null,null,null,null,"Конвектор внутрипольный Royal Thermo ATRIUM-90/200/2800-DG-U-LB","НС-1477874","RT-A-90/200/2800-DG-U-LB",3,5,8,12,17,20,22,90,200,2800,"DG","U","LB",{"$f":"IF((IFERROR(IF(VLOOKUP(AK300,X:Y,2,0)=TRUE,1,0),0)+IFERROR(IF(VLOOKUP(AL300,X:Y,2,0)=TRUE,1,0),0)+IFERROR(IF(VLOOKUP(AN300,X:Y,2,0)=TRUE,1,0),0)+IFERROR(IF(VLOOKUP(AO300,X:Y,2,0)=TRUE,1,0),0)+IFERROR(IF(VLOOKUP(AP300,X:Y,2,0)=TRUE,1,0),0)+IF(AND(AM300>=Калькулятор!$C$14,AM300<=Калькулятор!$E$14),1,0)+IF(OR(AND(AS300>=Калькулятор!$C$11,AS300<=IF(ISBLANK(Калькулятор!$E$11),100000,Калькулятор!$E$11)),Калькулятор!$C$11&Калькулятор!$E$11=\"\"),1,0))=7,1,0)","v":0},{"$f":"SUM(AQ$2:AQ300)","v":240},{"$f":"IF(Калькулятор!$F$8<>70,ROUND(INDEX($C$6:$V$17,MATCH(AM300,$B$6:$B$17,0),MATCH(AK300&AL300,$C$2:$V$2,0))*(Калькулятор!$F$8/70)^справочно!$Y$2,0),ROUND(INDEX($C$6:$V$17,MATCH(AM300,$B$6:$B$17,0),MATCH(AK300&AL300,$C$2:$V$2,0)),0))","v":1063},"ЗО",{"$f":"3.6*AV300/(4.19*(Калькулятор!$C$8-Калькулятор!$D$8))","v":91.297374701670648},{"$f":"IF(Калькулятор!$F$8<>70,INDEX($C$6:$V$17,MATCH(AM300,$B$6:$B$17,0),MATCH(AK300&AL300,$C$2:$V$2,0))*(Калькулятор!$F$8/70)^справочно!$Y$2,INDEX($C$6:$V$17,MATCH(AM300,$B$6:$B$17,0),MATCH(AK300&AL300,$C$2:$V$2,0)))","v":1062.6000000000001}]
[null,null,null,null,null,null,null,null,null,null,null,null,null,null,null,null,null,null,null,null,null,null,null,null,null,null,"Конвектор внутрипольный Royal Thermo ATRIUM-90/200/3000-DG-U-LB","НС-1477877","RT-A-90/200/3000-DG-U-LB",3,5,8,12,17,20,22,90,200,3000,"DG","U","LB",{"$f":"IF((IFERROR(IF(VLOOKUP(AK301,X:Y,2,0)=TRUE,1,0),0)+IFERROR(IF(VLOOKUP(AL301,X:Y,2,0)=TRUE,1,0),0)+IFERROR(IF(VLOOKUP(AN301,X:Y,2,0)=TRUE,1,0),0)+IFERROR(IF(VLOOKUP(AO301,X:Y,2,0)=TRUE,1,0),0)+IFERROR(IF(VLOOKUP(AP301,X:Y,2,0)=TRUE,1,0),0)+IF(AND(AM301>=Калькулятор!$C$14,AM301<=Калькулятор!$E$14),1,0)+IF(OR(AND(AS301>=Калькулятор!$C$11,AS301<=IF(ISBLANK(Калькулятор!$E$11),100000,Калькулятор!$E$11)),Калькулятор!$C$11&Калькулятор!$E$11=\"\"),1,0))=7,1,0)","v":0},{"$f":"SUM(AQ$2:AQ301)","v":240},{"$f":"IF(Калькулятор!$F$8<>70,ROUND(INDEX($C$6:$V$17,MATCH(AM301,$B$6:$B$17,0),MATCH(AK301&AL301,$C$2:$V$2,0))*(Калькулятор!$F$8/70)^справочно!$Y$2,0),ROUND(INDEX($C$6:$V$17,MATCH(AM301,$B$6:$B$17,0),MATCH(AK301&AL301,$C$2:$V$2,0)),0))","v":1146},"ЗО",{"$f":"3.6*AV301/(4.19*(Калькулятор!$C$8-Калькулятор!$D$8))","v":98.480190930787586},{"$f":"IF(Калькулятор!$F$8<>70,INDEX($C$6:$V$17,MATCH(AM301,$B$6:$B$17,0),MATCH(AK301&AL301,$C$2:$V$2,0))*(Калькулятор!$F$8/70)^справочно!$Y$2,INDEX($C$6:$V$17,MATCH(AM301,$B$6:$B$17,0),MATCH(AK301&AL301,$C$2:$V$2,0)))","v":1146.2}]
[null,null,null,null,null,null,null,null,null,null,null,null,null,null,null,null,null,null,null,null,null,null,null,null,null,null,"Конвектор внутрипольный Royal Thermo ATRIUM-90/250/800-DG-U-LB","НС-1477919","RT-A-90/250/800-DG-U-LB",3,5,8,12,16,19,21,90,250,800,"DG","U","LB",{"$f":"IF((IFERROR(IF(VLOOKUP(AK302,X:Y,2,0)=TRUE,1,0),0)+IFERROR(IF(VLOOKUP(AL302,X:Y,2,0)=TRUE,1,0),0)+IFERROR(IF(VLOOKUP(AN302,X:Y,2,0)=TRUE,1,0),0)+IFERROR(IF(VLOOKUP(AO302,X:Y,2,0)=TRUE,1,0),0)+IFERROR(IF(VLOOKUP(AP302,X:Y,2,0)=TRUE,1,0),0)+IF(AND(AM302>=Калькулятор!$C$14,AM302<=Калькулятор!$E$14),1,0)+IF(OR(AND(AS302>=Калькулятор!$C$11,AS302<=IF(ISBLANK(Калькулятор!$E$11),100000,Калькулятор!$E$11)),Калькулятор!$C$11&Калькулятор!$E$11=\"\"),1,0))=7,1,0)","v":0},{"$f":"SUM(AQ$2:AQ302)","v":240},{"$f":"IF(Калькулятор!$F$8<>70,ROUND(INDEX($C$6:$V$17,MATCH(AM302,$B$6:$B$17,0),MATCH(AK302&AL302,$C$2:$V$2,0))*(Калькулятор!$F$8/70)^справочно!$Y$2,0),ROUND(INDEX($C$6:$V$17,MATCH(AM302,$B$6:$B$17,0),MATCH(AK302&AL302,$C$2:$V$2,0)),0))","v":290},"ЗО",{"$f":"3.6*AV302/(4.19*(Калькулятор!$C$8-Калькулятор!$D$8))","v":24.950835322195701},{"$f":"IF(Калькулятор!$F$8<>70,INDEX($C$6:$V$17,MATCH(AM302,$B$6:$B$17,0),MATCH(AK302&AL302,$C$2:$V$2,0))*(Калькулятор!$F$8/70)^справочно!$Y$2,INDEX($C$6:$V$17,MATCH(AM302,$B$6:$B$17,0),MATCH(AK302&AL302,$C$2:$V$2,0)))","v":290.40000000000003}]
[null,null,null,null,null,null,null,null,null,null,null,null,null,null,null,null,null,null,null,null,null,null,null,null,null,null,"Конвектор внутрипольный Royal Thermo ATRIUM-90/250/1000-DG-U-LB","НС-1477886","RT-A-90/250/1000-DG-U-LB",3,5,8,12,17,20,22,90,250,1000,"DG","U","LB",{"$f":"IF((IFERROR(IF(VLOOKUP(AK303,X:Y,2,0)=TRUE,1,0),0)+IFERROR(IF(VLOOKUP(AL303,X:Y,2,0)=TRUE,1,0),0)+IFERROR(IF(VLOOKUP(AN303,X:Y,2,0)=TRUE,1,0),0)+IFERROR(IF(VLOOKUP(AO303,X:Y,2,0)=TRUE,1,0),0)+IFERROR(IF(VLOOKUP(AP303,X:Y,2,0)=TRUE,1,0),0)+IF(AND(AM303>=Калькулятор!$C$14,AM303<=Калькулятор!$E$14),1,0)+IF(OR(AND(AS303>=Калькулятор!$C$11,AS303<=IF(ISBLANK(Калькулятор!$E$11),100000,Калькулятор!$E$11)),Калькулятор!$C$11&Калькулятор!$E$11=\"\"),1,0))=7,1,0)","v":0},{"$f":"SUM(AQ$2:AQ303)","v":240},{"$f":"IF(Калькулятор!$F$8<>70,ROUND(INDEX($C$6:$V$17,MATCH(AM303,$B$6:$B$17,0),MATCH(AK303&AL303,$C$2:$V$2,0))*(Калькулятор!$F$8/70)^справочно!$Y$2,0),ROUND(INDEX($C$6:$V$17,MATCH(AM303,$B$6:$B$17,0),MATCH(AK303&AL303,$C$2:$V$2,0)),0))","v":388},"-",{"$f":"3.6*AV303/(4.19*(Калькулятор!$C$8-Калькулятор!$D$8))","v":33.362291169451069},{"$f":"IF(Калькулятор!$F$8<>70,INDEX($C$6:$V$17,MATCH(AM303,$B$6:$B$17,0),MATCH(AK303&AL303,$C$2:$V$2,0))*(Калькулятор!$F$8/70)^справочно!$Y$2,INDEX($C$6:$V$17,MATCH(AM303,$B$6:$B$17,0),MATCH(AK303&AL303,$C$2:$V$2,0)))","v":388.3}]
[null,null,null,null,null,null,null,null,null,null,null,null,null,null,null,null,null,null,null,null,null,null,null,null,null,null,"Конвектор внутрипольный Royal Thermo ATRIUM-90/250/1200-DG-U-LB","НС-1477889","RT-A-90/250/1200-DG-U-LB",3,5,8,12,17,20,22,90,250,1200,"DG","U","LB",{"$f":"IF((IFERROR(IF(VLOOKUP(AK304,X:Y,2,0)=TRUE,1,0),0)+IFERROR(IF(VLOOKUP(AL304,X:Y,2,0)=TRUE,1,0),0)+IFERROR(IF(VLOOKUP(AN304,X:Y,2,0)=TRUE,1,0),0)+IFERROR(IF(VLOOKUP(AO304,X:Y,2,0)=TRUE,1,0),0)+IFERROR(IF(VLOOKUP(AP304,X:Y,2,0)=TRUE,1,0),0)+IF(AND(AM304>=Калькулятор!$C$14,AM304<=Калькулятор!$E$14),1,0)+IF(OR(AND(AS304>=Калькулятор!$C$11,AS304<=IF(ISBLANK(Калькулятор!$E$11),100000,Калькулятор!$E$11)),Калькулятор!$C$11&Калькулятор!$E$11=\"\"),1,0))=7,1,0)","v":0},{"$f":"SUM(AQ$2:AQ304)","v":240},{"$f":"IF(Калькулятор!$F$8<>70,ROUND(INDEX($C$6:$V$17,MATCH(AM304,$B$6:$B$17,0),MATCH(AK304&AL304,$C$2:$V$2,0))*(Калькулятор!$F$8/70)^справочно!$Y$2,0),ROUND(INDEX($C$6:$V$17,MATCH(AM304,$B$6:$B$17,0),MATCH(AK304&AL304,$C$2:$V$2,0)),0))","v":485},"-",{"$f":"3.6*AV304/(4.19*(Калькулятор!$C$8-Калькулятор!$D$8))","v":41.679236276849636},{"$f":"IF(Калькулятор!$F$8<>70,INDEX($C$6:$V$17,MATCH(AM304,$B$6:$B$17,0),MATCH(AK304&AL304,$C$2:$V$2,0))*(Калькулятор!$F$8/70)^справочно!$Y$2,INDEX($C$6:$V$17,MATCH(AM304,$B$6:$B$17,0),MATCH(AK304&AL304,$C$2:$V$2,0)))","v":485.1}]
[null,null,null,null,null,null,null,null,null,null,null,null,null,null,null,null,null,null,null,null,null,null,null,null,null,null,"Конвектор внутрипольный Royal Thermo ATRIUM-90/250/1400-DG-U-LB","НС-1477892","RT-A-90/250/1400-DG-U-LB",3,5,8,12,17,20,22,90,250,1400,"DG","U","LB",{"$f":"IF((IFERROR(IF(VLOOKUP(AK305,X:Y,2,0)=TRUE,1,0),0)+IFERROR(IF(VLOOKUP(AL305,X:Y,2,0)=TRUE,1,0),0)+IFERROR(IF(VLOOKUP(AN305,X:Y,2,0)=TRUE,1,0),0)+IFERROR(IF(VLOOKUP(AO305,X:Y,2,0)=TRUE,1,0),0)+IFERROR(IF(VLOOKUP(AP305,X:Y,2,0)=TRUE,1,0),0)+IF(AND(AM305>=Калькулятор!$C$14,AM305<=Калькулятор!$E$14),1,0)+IF(OR(AND(AS305>=Калькулятор!$C$11,AS305<=IF(ISBLANK(Калькулятор!$E$11),100000,Калькулятор!$E$11)),Калькулятор!$C$11&Калькулятор!$E$11=\"\"),1,0))=7,1,0)","v":0},{"$f":"SUM(AQ$2:AQ305)","v":240},{"$f":"IF(Калькулятор!$F$8<>70,ROUND(INDEX($C$6:$V$17,MATCH(AM305,$B$6:$B$17,0),MATCH(AK305&AL305,$C$2:$V$2,0))*(Калькулятор!$F$8/70)^справочно!$Y$2,0),ROUND(INDEX($C$6:$V$17,MATCH(AM305,$B$6:$B$17,0),MATCH(AK305&AL305,$C$2:$V$2,0)),0))","v":580},"-",{"$f":"3.6*AV305/(4.19*(Калькулятор!$C$8-Калькулятор!$D$8))","v":49.807159904534601},{"$f":"IF(Калькулятор!$F$8<>70,INDEX($C$6:$V$17,MATCH(AM305,$B$6:$B$17,0),MATCH(AK305&AL305,$C$2:$V$2,0))*(Калькулятор!$F$8/70)^справочно!$Y$2,INDEX($C$6:$V$17,MATCH(AM305,$B$6:$B$17,0),MATCH(AK305&AL305,$C$2:$V$2,0)))","v":579.70000000000005}]
[null,null,null,null,null,null,null,null,null,null,null,null,null,null,null,null,null,null,null,null,null,null,null,null,null,null,"Конвектор внутрипольный Royal Thermo ATRIUM-90/250/1600-DG-U-LB","НС-1477895","RT-A-90/250/1600-DG-U-LB",3,5,8,12,17,20,22,90,250,1600,"DG","U","LB",{"$f":"IF((IFERROR(IF(VLOOKUP(AK306,X:Y,2,0)=TRUE,1,0),0)+IFERROR(IF(VLOOKUP(AL306,X:Y,2,0)=TRUE,1,0),0)+IFERROR(IF(VLOOKUP(AN306,X:Y,2,0)=TRUE,1,0),0)+IFERROR(IF(VLOOKUP(AO306,X:Y,2,0)=TRUE,1,0),0)+IFERROR(IF(VLOOKUP(AP306,X:Y,2,0)=TRUE,1,0),0)+IF(AND(AM306>=Калькулятор!$C$14,AM306<=Калькулятор!$E$14),1,0)+IF(OR(AND(AS306>=Калькулятор!$C$11,AS306<=IF(ISBLANK(Калькулятор!$E$11),100000,Калькулятор!$E$11)),Калькулятор!$C$11&Калькулятор!$E$11=\"\"),1,0))=7,1,0)","v":0},{"$f":"SUM(AQ$2:AQ306)","v":240},{"$f":"IF(Калькулятор!$F$8<>70,ROUND(INDEX($C$6:$V$17,MATCH(AM306,$B$6:$B$17,0),MATCH(AK306&AL306,$C$2:$V$2,0))*(Калькулятор!$F$8/70)^справочно!$Y$2,0),ROUND(INDEX($C$6:$V$17,MATCH(AM306,$B$6:$B$17,0),MATCH(AK306&AL306,$C$2:$V$2,0)),0))","v":680},"-",{"$f":"3.6*AV306/(4.19*(Калькулятор!$C$8-Калькулятор!$D$8))","v":58.407637231503578},{"$f":"IF(Калькулятор!$F$8<>70,INDEX($C$6:$V$17,MATCH(AM306,$B$6:$B$17,0),MATCH(AK306&AL306,$C$2:$V$2,0))*(Калькулятор!$F$8/70)^справочно!$Y$2,INDEX($C$6:$V$17,MATCH(AM306,$B$6:$B$17,0),MATCH(AK306&AL306,$C$2:$V$2,0)))","v":679.80000000000007}]
[null,null,null,null,null,null,null,null,null,null,null,null,null,null,null,null,null,null,null,null,null,null,null,null,null,null,"Конвектор внутрипольный Royal Thermo ATRIUM-90/250/1800-DG-U-LB","НС-1477898","RT-A-90/250/1800-DG-U-LB",3,5,8,12,17,20,22,90,250,1800,"DG","U","LB",{"$f":"IF((IFERROR(IF(VLOOKUP(AK307,X:Y,2,0)=TRUE,1,0),0)+IFERROR(IF(VLOOKUP(AL307,X:Y,2,0)=TRUE,1,0),0)+IFERROR(IF(VLOOKUP(AN307,X:Y,2,0)=TRUE,1,0),0)+IFERROR(IF(VLOOKUP(AO307,X:Y,2,0)=TRUE,1,0),0)+IFERROR(IF(VLOOKUP(AP307,X:Y,2,0)=TRUE,1,0),0)+IF(AND(AM307>=Калькулятор!$C$14,AM307<=Калькулятор!$E$14),1,0)+IF(OR(AND(AS307>=Калькулятор!$C$11,AS307<=IF(ISBLANK(Калькулятор!$E$11),100000,Калькулятор!$E$11)),Калькулятор!$C$11&Калькулятор!$E$11=\"\"),1,0))=7,1,0)","v":0},{"$f":"SUM(AQ$2:AQ307)","v":240},{"$f":"IF(Калькулятор!$F$8<>70,ROUND(INDEX($C$6:$V$17,MATCH(AM307,$B$6:$B$17,0),MATCH(AK307&AL307,$C$2:$V$2,0))*(Калькулятор!$F$8/70)^справочно!$Y$2,0),ROUND(INDEX($C$6:$V$17,MATCH(AM307,$B$6:$B$17,0),MATCH(AK307&AL307,$C$2:$V$2,0)),0))","v":778},"-",{"$f":"3.6*AV307/(4.19*(Калькулятор!$C$8-Калькулятор!$D$8))","v":66.819093078758954},{"$f":"IF(Калькулятор!$F$8<>70,INDEX($C$6:$V$17,MATCH(AM307,$B$6:$B$17,0),MATCH(AK307&AL307,$C$2:$V$2,0))*(Калькулятор!$F$8/70)^справочно!$Y$2,INDEX($C$6:$V$17,MATCH(AM307,$B$6:$B$17,0),MATCH(AK307&AL307,$C$2:$V$2,0)))","v":777.7}]
[null,null,null,null,null,null,null,null,null,null,null,null,null,null,null,null,null,null,null,null,null,null,null,null,null,null,"Конвектор внутрипольный Royal Thermo ATRIUM-90/250/2000-DG-U-LB","НС-1477901","RT-A-90/250/2000-DG-U-LB",3,5,8,12,17,20,22,90,250,2000,"DG","U","LB",{"$f":"IF((IFERROR(IF(VLOOKUP(AK308,X:Y,2,0)=TRUE,1,0),0)+IFERROR(IF(VLOOKUP(AL308,X:Y,2,0)=TRUE,1,0),0)+IFERROR(IF(VLOOKUP(AN308,X:Y,2,0)=TRUE,1,0),0)+IFERROR(IF(VLOOKUP(AO308,X:Y,2,0)=TRUE,1,0),0)+IFERROR(IF(VLOOKUP(AP308,X:Y,2,0)=TRUE,1,0),0)+IF(AND(AM308>=Калькулятор!$C$14,AM308<=Калькулятор!$E$14),1,0)+IF(OR(AND(AS308>=Калькулятор!$C$11,AS308<=IF(ISBLANK(Калькулятор!$E$11),100000,Калькулятор!$E$11)),Калькулятор!$C$11&Калькулятор!$E$11=\"\"),1,0))=7,1,0)","v":0},{"$f":"SUM(AQ$2:AQ308)","v":240},{"$f":"IF(Калькулятор!$F$8<>70,ROUND(INDEX($C$6:$V$17,MATCH(AM308,$B$6:$B$17,0),MATCH(AK308&AL308,$C$2:$V$2,0))*(Калькулятор!$F$8/70)^справочно!$Y$2,0),ROUND(INDEX($C$6:$V$17,MATCH(AM308,$B$6:$B$17,0),MATCH(AK308&AL308,$C$2:$V$2,0)),0))","v":875},"-",{"$f":"3.6*AV308/(4.19*(Калькулятор!$C$8-Калькулятор!$D$8))","v":75.136038186157521},{"$f":"IF(Калькулятор!$F$8<>70,INDEX($C$6:$V$17,MATCH(AM308,$B$6:$B$17,0),MATCH(AK308&AL308,$C$2:$V$2,0))*(Калькулятор!$F$8/70)^справочно!$Y$2,INDEX($C$6:$V$17,MATCH(AM308,$B$6:$B$17,0),MATCH(AK308&AL308,$C$2:$V$2,0)))","v":874.50000000000011}]
[null,null,null,null,null,null,null,null,null,null,null,null,null,null,null,null,null,null,null,null,null,null,null,null,null,null,"Конвектор внутрипольный Royal Thermo ATRIUM-90/250/2200-DG-U-LB","НС-1477904","RT-A-90/250/2200-DG-U-LB",3,5,8,12,17,20,22,90,250,2200,"DG","U","LB",{"$f":"IF((IFERROR(IF(VLOOKUP(AK309,X:Y,2,0)=TRUE,1,0),0)+IFERROR(IF(VLOOKUP(AL309,X:Y,2,0)=TRUE,1,0),0)+IFERROR(IF(VLOOKUP(AN309,X:Y,2,0)=TRUE,1,0),0)+IFERROR(IF(VLOOKUP(AO309,X:Y,2,0)=TRUE,1,0),0)+IFERROR(IF(VLOOKUP(AP309,X:Y,2,0)=TRUE,1,0),0)+IF(AND(AM309>=Калькулятор!$C$14,AM309<=Калькулятор!$E$14),1,0)+IF(OR(AND(AS309>=Калькулятор!$C$11,AS309<=IF(ISBLANK(Калькулятор!$E$11),100000,Калькулятор!$E$11)),Калькулятор!$C$11&Калькулятор!$E$11=\"\"),1,0))=7,1,0)","v":0},{"$f":"SUM(AQ$2:AQ309)","v":240},{"$f":"IF(Калькулятор!$F$8<>70,ROUND(INDEX($C$6:$V$17,MATCH(AM309,$B$6:$B$17,0),MATCH(AK309&AL309,$C$2:$V$2,0))*(Калькулятор!$F$8/70)^справочно!$Y$2,0),ROUND(INDEX($C$6:$V$17,MATCH(AM309,$B$6:$B$17,0),MATCH(AK309&AL309,$C$2:$V$2,0)),0))","v":971},"-",{"$f":"3.6*AV309/(4.19*(Калькулятор!$C$8-Калькулятор!$D$8))","v":83.452983293556088},{"$f":"IF(Калькулятор!$F$8<>70,INDEX($C$6:$V$17,MATCH(AM309,$B$6:$B$17,0),MATCH(AK309&AL309,$C$2:$V$2,0))*(Калькулятор!$F$8/70)^справочно!$Y$2,INDEX($C$6:$V$17,MATCH(AM309,$B$6:$B$17,0),MATCH(AK309&AL309,$C$2:$V$2,0)))","v":971.30000000000007}]
[null,null,null,null,null,null,null,null,null,null,null,null,null,null,null,null,null,null,null,null,null,null,null,null,null,null,"Конвектор внутрипольный Royal Thermo ATRIUM-90/250/2400-DG-U-LB","НС-1477907","RT-A-90/250/2400-DG-U-LB",3,5,8,12,17,20,22,90,250,2400,"DG","U","LB",{"$f":"IF((IFERROR(IF(VLOOKUP(AK310,X:Y,2,0)=TRUE,1,0),0)+IFERROR(IF(VLOOKUP(AL310,X:Y,2,0)=TRUE,1,0),0)+IFERROR(IF(VLOOKUP(AN310,X:Y,2,0)=TRUE,1,0),0)+IFERROR(IF(VLOOKUP(AO310,X:Y,2,0)=TRUE,1,0),0)+IFERROR(IF(VLOOKUP(AP310,X:Y,2,0)=TRUE,1,0),0)+IF(AND(AM310>=Калькулятор!$C$14,AM310<=Калькулятор!$E$14),1,0)+IF(OR(AND(AS310>=Калькулятор!$C$11,AS310<=IF(ISBLANK(Калькулятор!$E$11),100000,Калькулятор!$E$11)),Калькулятор!$C$11&Калькулятор!$E$11=\"\"),1,0))=7,1,0)","v":0},{"$f":"SUM(AQ$2:AQ310)","v":240},{"$f":"IF(Калькулятор!$F$8<>70,ROUND(INDEX($C$6:$V$17,MATCH(AM310,$B$6:$B$17,0),MATCH(AK310&AL310,$C$2:$V$2,0))*(Калькулятор!$F$8/70)^справочно!$Y$2,0),ROUND(INDEX($C$6:$V$17,MATCH(AM310,$B$6:$B$17,0),MATCH(AK310&AL310,$C$2:$V$2,0)),0))","v":1091},"-",{"$f":"3.6*AV310/(4.19*(Калькулятор!$C$8-Калькулятор!$D$8))","v":93.754653937947481},{"$f":"IF(Калькулятор!$F$8<>70,INDEX($C$6:$V$17,MATCH(AM310,$B$6:$B$17,0),MATCH(AK310&AL310,$C$2:$V$2,0))*(Калькулятор!$F$8/70)^справочно!$Y$2,INDEX($C$6:$V$17,MATCH(AM310,$B$6:$B$17,0),MATCH(AK310&AL310,$C$2:$V$2,0)))","v":1091.2}]
[null,null,null,null,null,null,null,null,null,null,null,null,null,null,null,null,null,null,null,null,null,null,null,null,null,null,"Конвектор внутрипольный Royal Thermo ATRIUM-90/250/2600-DG-U-LB","НС-1477910","RT-A-90/250/2600-DG-U-LB",3,5,8,12,17,20,22,90,250,2600,"DG","U","LB",{"$f":"IF((IFERROR(IF(VLOOKUP(AK311,X:Y,2,0)=TRUE,1,0),0)+IFERROR(IF(VLOOKUP(AL311,X:Y,2,0)=TRUE,1,0),0)+IFERROR(IF(VLOOKUP(AN311,X:Y,2,0)=TRUE,1,0),0)+IFERROR(IF(VLOOKUP(AO311,X:Y,2,0)=TRUE,1,0),0)+IFERROR(IF(VLOOKUP(AP311,X:Y,2,0)=TRUE,1,0),0)+IF(AND(AM311>=Калькулятор!$C$14,AM311<=Калькулятор!$E$14),1,0)+IF(OR(AND(AS311>=Калькулятор!$C$11,AS311<=IF(ISBLANK(Калькулятор!$E$11),100000,Калькулятор!$E$11)),Калькулятор!$C$11&Калькулятор!$E$11=\"\"),1,0))=7,1,0)","v":0},{"$f":"SUM(AQ$2:AQ311)","v":240},{"$f":"IF(Калькулятор!$F$8<>70,ROUND(INDEX($C$6:$V$17,MATCH(AM311,$B$6:$B$17,0),MATCH(AK311&AL311,$C$2:$V$2,0))*(Калькулятор!$F$8/70)^справочно!$Y$2,0),ROUND(INDEX($C$6:$V$17,MATCH(AM311,$B$6:$B$17,0),MATCH(AK311&AL311,$C$2:$V$2,0)),0))","v":1205},"ЗО",{"$f":"3.6*AV311/(4.19*(Калькулятор!$C$8-Калькулятор!$D$8))","v":103.48926014319807},{"$f":"IF(Калькулятор!$F$8<>70,INDEX($C$6:$V$17,MATCH(AM311,$B$6:$B$17,0),MATCH(AK311&AL311,$C$2:$V$2,0))*(Калькулятор!$F$8/70)^справочно!$Y$2,INDEX($C$6:$V$17,MATCH(AM311,$B$6:$B$17,0),MATCH(AK311&AL311,$C$2:$V$2,0)))","v":1204.5}]
[null,null,null,null,null,null,null,null,null,null,null,null,null,null,null,null,null,null,null,null,null,null,null,null,null,null,"Конвектор внутрипольный Royal Thermo ATRIUM-90/250/2800-DG-U-LB","НС-1477913","RT-A-90/250/2800-DG-U-LB",3,5,8,12,17,20,22,90,250,2800,"DG","U","LB",{"$f":"IF((IFERROR(IF(VLOOKUP(AK312,X:Y,2,0)=TRUE,1,0),0)+IFERROR(IF(VLOOKUP(AL312,X:Y,2,0)=TRUE,1,0),0)+IFERROR(IF(VLOOKUP(AN312,X:Y,2,0)=TRUE,1,0),0)+IFERROR(IF(VLOOKUP(AO312,X:Y,2,0)=TRUE,1,0),0)+IFERROR(IF(VLOOKUP(AP312,X:Y,2,0)=TRUE,1,0),0)+IF(AND(AM312>=Калькулятор!$C$14,AM312<=Калькулятор!$E$14),1,0)+IF(OR(AND(AS312>=Калькулятор!$C$11,AS312<=IF(ISBLANK(Калькулятор!$E$11),100000,Калькулятор!$E$11)),Калькулятор!$C$11&Калькулятор!$E$11=\"\"),1,0))=7,1,0)","v":0},{"$f":"SUM(AQ$2:AQ312)","v":240},{"$f":"IF(Калькулятор!$F$8<>70,ROUND(INDEX($C$6:$V$17,MATCH(AM312,$B$6:$B$17,0),MATCH(AK312&AL312,$C$2:$V$2,0))*(Калькулятор!$F$8/70)^справочно!$Y$2,0),ROUND(INDEX($C$6:$V$17,MATCH(AM312,$B$6:$B$17,0),MATCH(AK312&AL312,$C$2:$V$2,0)),0))","v":1286},"ЗО",{"$f":"3.6*AV312/(4.19*(Калькулятор!$C$8-Калькулятор!$D$8))","v":110.48305489260143},{"$f":"IF(Калькулятор!$F$8<>70,INDEX($C$6:$V$17,MATCH(AM312,$B$6:$B$17,0),MATCH(AK312&AL312,$C$2:$V$2,0))*(Калькулятор!$F$8/70)^справочно!$Y$2,INDEX($C$6:$V$17,MATCH(AM312,$B$6:$B$17,0),MATCH(AK312&AL312,$C$2:$V$2,0)))","v":1285.9000000000001}]
[null,null,null,null,null,null,null,null,null,null,null,null,null,null,null,null,null,null,null,null,null,null,null,null,null,null,"Конвектор внутрипольный Royal Thermo ATRIUM-90/250/3000-DG-U-LB","НС-1477916","RT-A-90/250/3000-DG-U-LB",3,5,8,12,17,20,22,90,250,3000,"DG","U","LB",{"$f":"IF((IFERROR(IF(VLOOKUP(AK313,X:Y,2,0)=TRUE,1,0),0)+IFERROR(IF(VLOOKUP(AL313,X:Y,2,0)=TRUE,1,0),0)+IFERROR(IF(VLOOKUP(AN313,X:Y,2,0)=TRUE,1,0),0)+IFERROR(IF(VLOOKUP(AO313,X:Y,2,0)=TRUE,1,0),0)+IFERROR(IF(VLOOKUP(AP313,X:Y,2,0)=TRUE,1,0),0)+IF(AND(AM313>=Калькулятор!$C$14,AM313<=Калькулятор!$E$14),1,0)+IF(OR(AND(AS313>=Калькулятор!$C$11,AS313<=IF(ISBLANK(Калькулятор!$E$11),100000,Калькулятор!$E$11)),Калькулятор!$C$11&Калькулятор!$E$11=\"\"),1,0))=7,1,0)","v":0},{"$f":"SUM(AQ$2:AQ313)","v":240},{"$f":"IF(Калькулятор!$F$8<>70,ROUND(INDEX($C$6:$V$17,MATCH(AM313,$B$6:$B$17,0),MATCH(AK313&AL313,$C$2:$V$2,0))*(Калькулятор!$F$8/70)^справочно!$Y$2,0),ROUND(INDEX($C$6:$V$17,MATCH(AM313,$B$6:$B$17,0),MATCH(AK313&AL313,$C$2:$V$2,0)),0))","v":1383},"ЗО",{"$f":"3.6*AV313/(4.19*(Калькулятор!$C$8-Калькулятор!$D$8))","v":118.79999999999998},{"$f":"IF(Калькулятор!$F$8<>70,INDEX($C$6:$V$17,MATCH(AM313,$B$6:$B$17,0),MATCH(AK313&AL313,$C$2:$V$2,0))*(Калькулятор!$F$8/70)^справочно!$Y$2,INDEX($C$6:$V$17,MATCH(AM313,$B$6:$B$17,0),MATCH(AK313&AL313,$C$2:$V$2,0)))","v":1382.7}]
[null,null,null,null,null,null,null,null,null,null,null,null,null,null,null,null,null,null,null,null,null,null,null,null,null,null,"Конвектор внутрипольный Royal Thermo ATRIUM-90/300/800-DG-U-LB","НС-1477956","RT-A-90/300/800-DG-U-LB",3,5,8,12,16,19,21,90,300,800,"DG","U","LB",{"$f":"IF((IFERROR(IF(VLOOKUP(AK314,X:Y,2,0)=TRUE,1,0),0)+IFERROR(IF(VLOOKUP(AL314,X:Y,2,0)=TRUE,1,0),0)+IFERROR(IF(VLOOKUP(AN314,X:Y,2,0)=TRUE,1,0),0)+IFERROR(IF(VLOOKUP(AO314,X:Y,2,0)=TRUE,1,0),0)+IFERROR(IF(VLOOKUP(AP314,X:Y,2,0)=TRUE,1,0),0)+IF(AND(AM314>=Калькулятор!$C$14,AM314<=Калькулятор!$E$14),1,0)+IF(OR(AND(AS314>=Калькулятор!$C$11,AS314<=IF(ISBLANK(Калькулятор!$E$11),100000,Калькулятор!$E$11)),Калькулятор!$C$11&Калькулятор!$E$11=\"\"),1,0))=7,1,0)","v":0},{"$f":"SUM(AQ$2:AQ314)","v":240},{"$f":"IF(Калькулятор!$F$8<>70,ROUND(INDEX($C$6:$V$17,MATCH(AM314,$B$6:$B$17,0),MATCH(AK314&AL314,$C$2:$V$2,0))*(Калькулятор!$F$8/70)^справочно!$Y$2,0),ROUND(INDEX($C$6:$V$17,MATCH(AM314,$B$6:$B$17,0),MATCH(AK314&AL314,$C$2:$V$2,0)),0))","v":384},"ЗО",{"$f":"3.6*AV314/(4.19*(Калькулятор!$C$8-Калькулятор!$D$8))","v":32.984248210023864},{"$f":"IF(Калькулятор!$F$8<>70,INDEX($C$6:$V$17,MATCH(AM314,$B$6:$B$17,0),MATCH(AK314&AL314,$C$2:$V$2,0))*(Калькулятор!$F$8/70)^справочно!$Y$2,INDEX($C$6:$V$17,MATCH(AM314,$B$6:$B$17,0),MATCH(AK314&AL314,$C$2:$V$2,0)))","v":383.90000000000003}]
[null,null,null,null,null,null,null,null,null,null,null,null,null,null,null,null,null,null,null,null,null,null,null,null,null,null,"Конвектор внутрипольный Royal Thermo ATRIUM-90/300/1000-DG-U-LB","НС-1477925","RT-A-90/300/1000-DG-U-LB",3,5,8,12,17,20,22,90,300,1000,"DG","U","LB",{"$f":"IF((IFERROR(IF(VLOOKUP(AK315,X:Y,2,0)=TRUE,1,0),0)+IFERROR(IF(VLOOKUP(AL315,X:Y,2,0)=TRUE,1,0),0)+IFERROR(IF(VLOOKUP(AN315,X:Y,2,0)=TRUE,1,0),0)+IFERROR(IF(VLOOKUP(AO315,X:Y,2,0)=TRUE,1,0),0)+IFERROR(IF(VLOOKUP(AP315,X:Y,2,0)=TRUE,1,0),0)+IF(AND(AM315>=Калькулятор!$C$14,AM315<=Калькулятор!$E$14),1,0)+IF(OR(AND(AS315>=Калькулятор!$C$11,AS315<=IF(ISBLANK(Калькулятор!$E$11),100000,Калькулятор!$E$11)),Калькулятор!$C$11&Калькулятор!$E$11=\"\"),1,0))=7,1,0)","v":0},{"$f":"SUM(AQ$2:AQ315)","v":240},{"$f":"IF(Калькулятор!$F$8<>70,ROUND(INDEX($C$6:$V$17,MATCH(AM315,$B$6:$B$17,0),MATCH(AK315&AL315,$C$2:$V$2,0))*(Калькулятор!$F$8/70)^справочно!$Y$2,0),ROUND(INDEX($C$6:$V$17,MATCH(AM315,$B$6:$B$17,0),MATCH(AK315&AL315,$C$2:$V$2,0)),0))","v":494},"ЗО",{"$f":"3.6*AV315/(4.19*(Калькулятор!$C$8-Калькулятор!$D$8))","v":42.435322195704053},{"$f":"IF(Калькулятор!$F$8<>70,INDEX($C$6:$V$17,MATCH(AM315,$B$6:$B$17,0),MATCH(AK315&AL315,$C$2:$V$2,0))*(Калькулятор!$F$8/70)^справочно!$Y$2,INDEX($C$6:$V$17,MATCH(AM315,$B$6:$B$17,0),MATCH(AK315&AL315,$C$2:$V$2,0)))","v":493.90000000000003}]
[null,null,null,null,null,null,null,null,null,null,null,null,null,null,null,null,null,null,null,null,null,null,null,null,null,null,"Конвектор внутрипольный Royal Thermo ATRIUM-90/300/1200-DG-U-LB","НС-1477928","RT-A-90/300/1200-DG-U-LB",3,5,8,12,17,20,22,90,300,1200,"DG","U","LB",{"$f":"IF((IFERROR(IF(VLOOKUP(AK316,X:Y,2,0)=TRUE,1,0),0)+IFERROR(IF(VLOOKUP(AL316,X:Y,2,0)=TRUE,1,0),0)+IFERROR(IF(VLOOKUP(AN316,X:Y,2,0)=TRUE,1,0),0)+IFERROR(IF(VLOOKUP(AO316,X:Y,2,0)=TRUE,1,0),0)+IFERROR(IF(VLOOKUP(AP316,X:Y,2,0)=TRUE,1,0),0)+IF(AND(AM316>=Калькулятор!$C$14,AM316<=Калькулятор!$E$14),1,0)+IF(OR(AND(AS316>=Калькулятор!$C$11,AS316<=IF(ISBLANK(Калькулятор!$E$11),100000,Калькулятор!$E$11)),Калькулятор!$C$11&Калькулятор!$E$11=\"\"),1,0))=7,1,0)","v":0},{"$f":"SUM(AQ$2:AQ316)","v":240},{"$f":"IF(Калькулятор!$F$8<>70,ROUND(INDEX($C$6:$V$17,MATCH(AM316,$B$6:$B$17,0),MATCH(AK316&AL316,$C$2:$V$2,0))*(Калькулятор!$F$8/70)^справочно!$Y$2,0),ROUND(INDEX($C$6:$V$17,MATCH(AM316,$B$6:$B$17,0),MATCH(AK316&AL316,$C$2:$V$2,0)),0))","v":605},"ЗО",{"$f":"3.6*AV316/(4.19*(Калькулятор!$C$8-Калькулятор!$D$8))","v":51.980906921241044},{"$f":"IF(Калькулятор!$F$8<>70,INDEX($C$6:$V$17,MATCH(AM316,$B$6:$B$17,0),MATCH(AK316&AL316,$C$2:$V$2,0))*(Калькулятор!$F$8/70)^справочно!$Y$2,INDEX($C$6:$V$17,MATCH(AM316,$B$6:$B$17,0),MATCH(AK316&AL316,$C$2:$V$2,0)))","v":605}]
[null,null,null,null,null,null,null,null,null,null,null,null,null,null,null,null,null,null,null,null,null,null,null,null,null,null,"Конвектор внутрипольный Royal Thermo ATRIUM-90/300/1400-DG-U-LB","НС-1477931","RT-A-90/300/1400-DG-U-LB",3,5,8,12,17,20,22,90,300,1400,"DG","U","LB",{"$f":"IF((IFERROR(IF(VLOOKUP(AK317,X:Y,2,0)=TRUE,1,0),0)+IFERROR(IF(VLOOKUP(AL317,X:Y,2,0)=TRUE,1,0),0)+IFERROR(IF(VLOOKUP(AN317,X:Y,2,0)=TRUE,1,0),0)+IFERROR(IF(VLOOKUP(AO317,X:Y,2,0)=TRUE,1,0),0)+IFERROR(IF(VLOOKUP(AP317,X:Y,2,0)=TRUE,1,0),0)+IF(AND(AM317>=Калькулятор!$C$14,AM317<=Калькулятор!$E$14),1,0)+IF(OR(AND(AS317>=Калькулятор!$C$11,AS317<=IF(ISBLANK(Калькулятор!$E$11),100000,Калькулятор!$E$11)),Калькулятор!$C$11&Калькулятор!$E$11=\"\"),1,0))=7,1,0)","v":0},{"$f":"SUM(AQ$2:AQ317)","v":240},{"$f":"IF(Калькулятор!$F$8<>70,ROUND(INDEX($C$6:$V$17,MATCH(AM317,$B$6:$B$17,0),MATCH(AK317&AL317,$C$2:$V$2,0))*(Калькулятор!$F$8/70)^справочно!$Y$2,0),ROUND(INDEX($C$6:$V$17,MATCH(AM317,$B$6:$B$17,0),MATCH(AK317&AL317,$C$2:$V$2,0)),0))","v":718},"ЗО",{"$f":"3.6*AV317/(4.19*(Калькулятор!$C$8-Калькулятор!$D$8))","v":61.715513126491643},{"$f":"IF(Калькулятор!$F$8<>70,INDEX($C$6:$V$17,MATCH(AM317,$B$6:$B$17,0),MATCH(AK317&AL317,$C$2:$V$2,0))*(Калькулятор!$F$8/70)^справочно!$Y$2,INDEX($C$6:$V$17,MATCH(AM317,$B$6:$B$17,0),MATCH(AK317&AL317,$C$2:$V$2,0)))","v":718.30000000000007}]
[null,null,null,null,null,null,null,null,null,null,null,null,null,null,null,null,null,null,null,null,null,null,null,null,null,null,"Конвектор внутрипольный Royal Thermo ATRIUM-90/300/1600-DG-U-LB","НС-1477934","RT-A-90/300/1600-DG-U-LB",3,5,8,12,17,20,22,90,300,1600,"DG","U","LB",{"$f":"IF((IFERROR(IF(VLOOKUP(AK318,X:Y,2,0)=TRUE,1,0),0)+IFERROR(IF(VLOOKUP(AL318,X:Y,2,0)=TRUE,1,0),0)+IFERROR(IF(VLOOKUP(AN318,X:Y,2,0)=TRUE,1,0),0)+IFERROR(IF(VLOOKUP(AO318,X:Y,2,0)=TRUE,1,0),0)+IFERROR(IF(VLOOKUP(AP318,X:Y,2,0)=TRUE,1,0),0)+IF(AND(AM318>=Калькулятор!$C$14,AM318<=Калькулятор!$E$14),1,0)+IF(OR(AND(AS318>=Калькулятор!$C$11,AS318<=IF(ISBLANK(Калькулятор!$E$11),100000,Калькулятор!$E$11)),Калькулятор!$C$11&Калькулятор!$E$11=\"\"),1,0))=7,1,0)","v":0},{"$f":"SUM(AQ$2:AQ318)","v":240},{"$f":"IF(Калькулятор!$F$8<>70,ROUND(INDEX($C$6:$V$17,MATCH(AM318,$B$6:$B$17,0),MATCH(AK318&AL318,$C$2:$V$2,0))*(Калькулятор!$F$8/70)^справочно!$Y$2,0),ROUND(INDEX($C$6:$V$17,MATCH(AM318,$B$6:$B$17,0),MATCH(AK318&AL318,$C$2:$V$2,0)),0))","v":826},"ЗО",{"$f":"3.6*AV318/(4.19*(Калькулятор!$C$8-Калькулятор!$D$8))","v":70.977565632458223},{"$f":"IF(Калькулятор!$F$8<>70,INDEX($C$6:$V$17,MATCH(AM318,$B$6:$B$17,0),MATCH(AK318&AL318,$C$2:$V$2,0))*(Калькулятор!$F$8/70)^справочно!$Y$2,INDEX($C$6:$V$17,MATCH(AM318,$B$6:$B$17,0),MATCH(AK318&AL318,$C$2:$V$2,0)))","v":826.1}]
[null,null,null,null,null,null,null,null,null,null,null,null,null,null,null,null,null,null,null,null,null,null,null,null,null,null,"Конвектор внутрипольный Royal Thermo ATRIUM-90/300/1800-DG-U-LB","НС-1477937","RT-A-90/300/1800-DG-U-LB",3,5,8,12,17,20,22,90,300,1800,"DG","U","LB",{"$f":"IF((IFERROR(IF(VLOOKUP(AK319,X:Y,2,0)=TRUE,1,0),0)+IFERROR(IF(VLOOKUP(AL319,X:Y,2,0)=TRUE,1,0),0)+IFERROR(IF(VLOOKUP(AN319,X:Y,2,0)=TRUE,1,0),0)+IFERROR(IF(VLOOKUP(AO319,X:Y,2,0)=TRUE,1,0),0)+IFERROR(IF(VLOOKUP(AP319,X:Y,2,0)=TRUE,1,0),0)+IF(AND(AM319>=Калькулятор!$C$14,AM319<=Калькулятор!$E$14),1,0)+IF(OR(AND(AS319>=Калькулятор!$C$11,AS319<=IF(ISBLANK(Калькулятор!$E$11),100000,Калькулятор!$E$11)),Калькулятор!$C$11&Калькулятор!$E$11=\"\"),1,0))=7,1,0)","v":0},{"$f":"SUM(AQ$2:AQ319)","v":240},{"$f":"IF(Калькулятор!$F$8<>70,ROUND(INDEX($C$6:$V$17,MATCH(AM319,$B$6:$B$17,0),MATCH(AK319&AL319,$C$2:$V$2,0))*(Калькулятор!$F$8/70)^справочно!$Y$2,0),ROUND(INDEX($C$6:$V$17,MATCH(AM319,$B$6:$B$17,0),MATCH(AK319&AL319,$C$2:$V$2,0)),0))","v":936},"ЗО",{"$f":"3.6*AV319/(4.19*(Калькулятор!$C$8-Калькулятор!$D$8))","v":80.428639618138419},{"$f":"IF(Калькулятор!$F$8<>70,INDEX($C$6:$V$17,MATCH(AM319,$B$6:$B$17,0),MATCH(AK319&AL319,$C$2:$V$2,0))*(Калькулятор!$F$8/70)^справочно!$Y$2,INDEX($C$6:$V$17,MATCH(AM319,$B$6:$B$17,0),MATCH(AK319&AL319,$C$2:$V$2,0)))","v":936.1}]
[null,null,null,null,null,null,null,null,null,null,null,null,null,null,null,null,null,null,null,null,null,null,null,null,null,null,"Конвектор внутрипольный Royal Thermo ATRIUM-90/300/2000-DG-U-LB","НС-1492131","RT-A-90/300/2000-DG-U-LB",3,5,8,12,17,20,22,90,300,2000,"DG","U","LB",{"$f":"IF((IFERROR(IF(VLOOKUP(AK320,X:Y,2,0)=TRUE,1,0),0)+IFERROR(IF(VLOOKUP(AL320,X:Y,2,0)=TRUE,1,0),0)+IFERROR(IF(VLOOKUP(AN320,X:Y,2,0)=TRUE,1,0),0)+IFERROR(IF(VLOOKUP(AO320,X:Y,2,0)=TRUE,1,0),0)+IFERROR(IF(VLOOKUP(AP320,X:Y,2,0)=TRUE,1,0),0)+IF(AND(AM320>=Калькулятор!$C$14,AM320<=Калькулятор!$E$14),1,0)+IF(OR(AND(AS320>=Калькулятор!$C$11,AS320<=IF(ISBLANK(Калькулятор!$E$11),100000,Калькулятор!$E$11)),Калькулятор!$C$11&Калькулятор!$E$11=\"\"),1,0))=7,1,0)","v":0},{"$f":"SUM(AQ$2:AQ320)","v":240},{"$f":"IF(Калькулятор!$F$8<>70,ROUND(INDEX($C$6:$V$17,MATCH(AM320,$B$6:$B$17,0),MATCH(AK320&AL320,$C$2:$V$2,0))*(Калькулятор!$F$8/70)^справочно!$Y$2,0),ROUND(INDEX($C$6:$V$17,MATCH(AM320,$B$6:$B$17,0),MATCH(AK320&AL320,$C$2:$V$2,0)),0))","v":1047},"ЗО",{"$f":"3.6*AV320/(4.19*(Калькулятор!$C$8-Калькулятор!$D$8))","v":89.974224343675402},{"$f":"IF(Калькулятор!$F$8<>70,INDEX($C$6:$V$17,MATCH(AM320,$B$6:$B$17,0),MATCH(AK320&AL320,$C$2:$V$2,0))*(Калькулятор!$F$8/70)^справочно!$Y$2,INDEX($C$6:$V$17,MATCH(AM320,$B$6:$B$17,0),MATCH(AK320&AL320,$C$2:$V$2,0)))","v":1047.2}]
[null,null,null,null,null,null,null,null,null,null,null,null,null,null,null,null,null,null,null,null,null,null,null,null,null,null,"Конвектор внутрипольный Royal Thermo ATRIUM-90/300/2200-DG-U-LB","НС-1492134","RT-A-90/300/2200-DG-U-LB",3,5,8,12,17,20,22,90,300,2200,"DG","U","LB",{"$f":"IF((IFERROR(IF(VLOOKUP(AK321,X:Y,2,0)=TRUE,1,0),0)+IFERROR(IF(VLOOKUP(AL321,X:Y,2,0)=TRUE,1,0),0)+IFERROR(IF(VLOOKUP(AN321,X:Y,2,0)=TRUE,1,0),0)+IFERROR(IF(VLOOKUP(AO321,X:Y,2,0)=TRUE,1,0),0)+IFERROR(IF(VLOOKUP(AP321,X:Y,2,0)=TRUE,1,0),0)+IF(AND(AM321>=Калькулятор!$C$14,AM321<=Калькулятор!$E$14),1,0)+IF(OR(AND(AS321>=Калькулятор!$C$11,AS321<=IF(ISBLANK(Калькулятор!$E$11),100000,Калькулятор!$E$11)),Калькулятор!$C$11&Калькулятор!$E$11=\"\"),1,0))=7,1,0)","v":0},{"$f":"SUM(AQ$2:AQ321)","v":240},{"$f":"IF(Калькулятор!$F$8<>70,ROUND(INDEX($C$6:$V$17,MATCH(AM321,$B$6:$B$17,0),MATCH(AK321&AL321,$C$2:$V$2,0))*(Калькулятор!$F$8/70)^справочно!$Y$2,0),ROUND(INDEX($C$6:$V$17,MATCH(AM321,$B$6:$B$17,0),MATCH(AK321&AL321,$C$2:$V$2,0)),0))","v":1157},"ЗО",{"$f":"3.6*AV321/(4.19*(Калькулятор!$C$8-Калькулятор!$D$8))","v":99.425298329355599},{"$f":"IF(Калькулятор!$F$8<>70,INDEX($C$6:$V$17,MATCH(AM321,$B$6:$B$17,0),MATCH(AK321&AL321,$C$2:$V$2,0))*(Калькулятор!$F$8/70)^справочно!$Y$2,INDEX($C$6:$V$17,MATCH(AM321,$B$6:$B$17,0),MATCH(AK321&AL321,$C$2:$V$2,0)))","v":1157.2}]
[null,null,null,null,null,null,null,null,null,null,null,null,null,null,null,null,null,null,null,null,null,null,null,null,null,null,"Конвектор внутрипольный Royal Thermo ATRIUM-90/300/2400-DG-U-LB","НС-1477944","RT-A-90/300/2400-DG-U-LB",{"$f":"SEARCH(\"-\",AC322)","v":3},{"$f":"SEARCH(\"-\",AC322,AD322+1)","v":5},{"$f":"SEARCH(\"/\",AC322)","v":8},{"$f":"SEARCH(\"/\",AC322,AF322+1)","v":12},{"$f":"SEARCH(\"-\",AC322,AE322+1)","v":17},{"$f":"SEARCH(\"-\",AC322,AH322+1)","v":20},{"$f":"SEARCH(\"-\",AC322,AI322+1)","v":22},{"$f":"MID($AC322,AE322+1,AF322-AE322-1)*1","v":90},{"$f":"MID($AC322,AF322+1,AG322-AF322-1)*1","v":300},{"$f":"MID($AC322,AG322+1,AH322-AG322-1)*1","v":2400},{"$f":"MID($AC322,AH322+1,AI322-AH322-1)","v":"DG"},{"$f":"MID($AC322,AI322+1,AJ322-AI322-1)","v":"U"},{"$f":"MID($AC322,AI322+3,LEN(AC322)-AI322-1)","v":"LB"},{"$f":"IF((IFERROR(IF(VLOOKUP(AK322,X:Y,2,0)=TRUE,1,0),0)+IFERROR(IF(VLOOKUP(AL322,X:Y,2,0)=TRUE,1,0),0)+IFERROR(IF(VLOOKUP(AN322,X:Y,2,0)=TRUE,1,0),0)+IFERROR(IF(VLOOKUP(AO322,X:Y,2,0)=TRUE,1,0),0)+IFERROR(IF(VLOOKUP(AP322,X:Y,2,0)=TRUE,1,0),0)+IF(AND(AM322>=Калькулятор!$C$14,AM322<=Калькулятор!$E$14),1,0)+IF(OR(AND(AS322>=Калькулятор!$C$11,AS322<=IF(ISBLANK(Калькулятор!$E$11),100000,Калькулятор!$E$11)),Калькулятор!$C$11&Калькулятор!$E$11=\"\"),1,0))=7,1,0)","v":0},{"$f":"SUM(AQ$2:AQ322)","v":240},{"$f":"IF(Калькулятор!$F$8<>70,ROUND(INDEX($C$6:$V$17,MATCH(AM322,$B$6:$B$17,0),MATCH(AK322&AL322,$C$2:$V$2,0))*(Калькулятор!$F$8/70)^справочно!$Y$2,0),ROUND(INDEX($C$6:$V$17,MATCH(AM322,$B$6:$B$17,0),MATCH(AK322&AL322,$C$2:$V$2,0)),0))","v":1268},"ЗО",{"$f":"3.6*AV322/(4.19*(Калькулятор!$C$8-Калькулятор!$D$8))","v":108.97088305489261},{"$f":"IF(Калькулятор!$F$8<>70,INDEX($C$6:$V$17,MATCH(AM322,$B$6:$B$17,0),MATCH(AK322&AL322,$C$2:$V$2,0))*(Калькулятор!$F$8/70)^справочно!$Y$2,INDEX($C$6:$V$17,MATCH(AM322,$B$6:$B$17,0),MATCH(AK322&AL322,$C$2:$V$2,0)))","v":1268.3000000000002}]
[null,null,null,null,null,null,null,null,null,null,null,null,null,null,null,null,null,null,null,null,null,null,null,null,null,null,"Конвектор внутрипольный Royal Thermo ATRIUM-90/300/2600-DG-U-LB","НС-1477947","RT-A-90/300/2600-DG-U-LB",3,5,8,12,17,20,22,90,300,2600,"DG","U","LB",{"$f":"IF((IFERROR(IF(VLOOKUP(AK323,X:Y,2,0)=TRUE,1,0),0)+IFERROR(IF(VLOOKUP(AL323,X:Y,2,0)=TRUE,1,0),0)+IFERROR(IF(VLOOKUP(AN323,X:Y,2,0)=TRUE,1,0),0)+IFERROR(IF(VLOOKUP(AO323,X:Y,2,0)=TRUE,1,0),0)+IFERROR(IF(VLOOKUP(AP323,X:Y,2,0)=TRUE,1,0),0)+IF(AND(AM323>=Калькулятор!$C$14,AM323<=Калькулятор!$E$14),1,0)+IF(OR(AND(AS323>=Калькулятор!$C$11,AS323<=IF(ISBLANK(Калькулятор!$E$11),100000,Калькулятор!$E$11)),Калькулятор!$C$11&Калькулятор!$E$11=\"\"),1,0))=7,1,0)","v":0},{"$f":"SUM(AQ$2:AQ323)","v":240},{"$f":"IF(Калькулятор!$F$8<>70,ROUND(INDEX($C$6:$V$17,MATCH(AM323,$B$6:$B$17,0),MATCH(AK323&AL323,$C$2:$V$2,0))*(Калькулятор!$F$8/70)^справочно!$Y$2,0),ROUND(INDEX($C$6:$V$17,MATCH(AM323,$B$6:$B$17,0),MATCH(AK323&AL323,$C$2:$V$2,0)),0))","v":1378},"ЗО",{"$f":"3.6*AV323/(4.19*(Калькулятор!$C$8-Калькулятор!$D$8))","v":118.42195704057281},{"$f":"IF(Калькулятор!$F$8<>70,INDEX($C$6:$V$17,MATCH(AM323,$B$6:$B$17,0),MATCH(AK323&AL323,$C$2:$V$2,0))*(Калькулятор!$F$8/70)^справочно!$Y$2,INDEX($C$6:$V$17,MATCH(AM323,$B$6:$B$17,0),MATCH(AK323&AL323,$C$2:$V$2,0)))","v":1378.3000000000002}]
[null,null,null,null,null,null,null,null,null,null,null,null,null,null,null,null,null,null,null,null,null,null,null,null,null,null,"Конвектор внутрипольный Royal Thermo ATRIUM-90/300/2800-DG-U-LB","НС-1477950","RT-A-90/300/2800-DG-U-LB",3,5,8,12,17,20,22,90,300,2800,"DG","U","LB",{"$f":"IF((IFERROR(IF(VLOOKUP(AK324,X:Y,2,0)=TRUE,1,0),0)+IFERROR(IF(VLOOKUP(AL324,X:Y,2,0)=TRUE,1,0),0)+IFERROR(IF(VLOOKUP(AN324,X:Y,2,0)=TRUE,1,0),0)+IFERROR(IF(VLOOKUP(AO324,X:Y,2,0)=TRUE,1,0),0)+IFERROR(IF(VLOOKUP(AP324,X:Y,2,0)=TRUE,1,0),0)+IF(AND(AM324>=Калькулятор!$C$14,AM324<=Калькулятор!$E$14),1,0)+IF(OR(AND(AS324>=Калькулятор!$C$11,AS324<=IF(ISBLANK(Калькулятор!$E$11),100000,Калькулятор!$E$11)),Калькулятор!$C$11&Калькулятор!$E$11=\"\"),1,0))=7,1,0)","v":0},{"$f":"SUM(AQ$2:AQ324)","v":240},{"$f":"IF(Калькулятор!$F$8<>70,ROUND(INDEX($C$6:$V$17,MATCH(AM324,$B$6:$B$17,0),MATCH(AK324&AL324,$C$2:$V$2,0))*(Калькулятор!$F$8/70)^справочно!$Y$2,0),ROUND(INDEX($C$6:$V$17,MATCH(AM324,$B$6:$B$17,0),MATCH(AK324&AL324,$C$2:$V$2,0)),0))","v":1489},"ЗО",{"$f":"3.6*AV324/(4.19*(Калькулятор!$C$8-Калькулятор!$D$8))","v":127.96754176610978},{"$f":"IF(Калькулятор!$F$8<>70,INDEX($C$6:$V$17,MATCH(AM324,$B$6:$B$17,0),MATCH(AK324&AL324,$C$2:$V$2,0))*(Калькулятор!$F$8/70)^справочно!$Y$2,INDEX($C$6:$V$17,MATCH(AM324,$B$6:$B$17,0),MATCH(AK324&AL324,$C$2:$V$2,0)))","v":1489.4}]
[null,null,null,null,null,null,null,null,null,null,null,null,null,null,null,null,null,null,null,null,null,null,null,null,null,null,"Конвектор внутрипольный Royal Thermo ATRIUM-90/300/3000-DG-U-LB","НС-1477953","RT-A-90/300/3000-DG-U-LB",3,5,8,12,17,20,22,90,300,3000,"DG","U","LB",{"$f":"IF((IFERROR(IF(VLOOKUP(AK325,X:Y,2,0)=TRUE,1,0),0)+IFERROR(IF(VLOOKUP(AL325,X:Y,2,0)=TRUE,1,0),0)+IFERROR(IF(VLOOKUP(AN325,X:Y,2,0)=TRUE,1,0),0)+IFERROR(IF(VLOOKUP(AO325,X:Y,2,0)=TRUE,1,0),0)+IFERROR(IF(VLOOKUP(AP325,X:Y,2,0)=TRUE,1,0),0)+IF(AND(AM325>=Калькулятор!$C$14,AM325<=Калькулятор!$E$14),1,0)+IF(OR(AND(AS325>=Калькулятор!$C$11,AS325<=IF(ISBLANK(Калькулятор!$E$11),100000,Калькулятор!$E$11)),Калькулятор!$C$11&Калькулятор!$E$11=\"\"),1,0))=7,1,0)","v":0},{"$f":"SUM(AQ$2:AQ325)","v":240},{"$f":"IF(Калькулятор!$F$8<>70,ROUND(INDEX($C$6:$V$17,MATCH(AM325,$B$6:$B$17,0),MATCH(AK325&AL325,$C$2:$V$2,0))*(Калькулятор!$F$8/70)^справочно!$Y$2,0),ROUND(INDEX($C$6:$V$17,MATCH(AM325,$B$6:$B$17,0),MATCH(AK325&AL325,$C$2:$V$2,0)),0))","v":1599},"ЗО",{"$f":"3.6*AV325/(4.19*(Калькулятор!$C$8-Калькулятор!$D$8))","v":137.41861575178996},{"$f":"IF(Калькулятор!$F$8<>70,INDEX($C$6:$V$17,MATCH(AM325,$B$6:$B$17,0),MATCH(AK325&AL325,$C$2:$V$2,0))*(Калькулятор!$F$8/70)^справочно!$Y$2,INDEX($C$6:$V$17,MATCH(AM325,$B$6:$B$17,0),MATCH(AK325&AL325,$C$2:$V$2,0)))","v":1599.4}]
[null,null,null,null,null,null,null,null,null,null,null,null,null,null,null,null,null,null,null,null,null,null,null,null,null,null,"Конвектор внутрипольный Royal Thermo ATRIUM-90/400/800-DG-U-LB","НС-1477990","RT-A-90/400/800-DG-U-LB",3,5,8,12,16,19,21,90,400,800,"DG","U","LB",{"$f":"IF((IFERROR(IF(VLOOKUP(AK326,X:Y,2,0)=TRUE,1,0),0)+IFERROR(IF(VLOOKUP(AL326,X:Y,2,0)=TRUE,1,0),0)+IFERROR(IF(VLOOKUP(AN326,X:Y,2,0)=TRUE,1,0),0)+IFERROR(IF(VLOOKUP(AO326,X:Y,2,0)=TRUE,1,0),0)+IFERROR(IF(VLOOKUP(AP326,X:Y,2,0)=TRUE,1,0),0)+IF(AND(AM326>=Калькулятор!$C$14,AM326<=Калькулятор!$E$14),1,0)+IF(OR(AND(AS326>=Калькулятор!$C$11,AS326<=IF(ISBLANK(Калькулятор!$E$11),100000,Калькулятор!$E$11)),Калькулятор!$C$11&Калькулятор!$E$11=\"\"),1,0))=7,1,0)","v":0},{"$f":"SUM(AQ$2:AQ326)","v":240},{"$f":"IF(Калькулятор!$F$8<>70,ROUND(INDEX($C$6:$V$17,MATCH(AM326,$B$6:$B$17,0),MATCH(AK326&AL326,$C$2:$V$2,0))*(Калькулятор!$F$8/70)^справочно!$Y$2,0),ROUND(INDEX($C$6:$V$17,MATCH(AM326,$B$6:$B$17,0),MATCH(AK326&AL326,$C$2:$V$2,0)),0))","v":516},"ЗО",{"$f":"3.6*AV326/(4.19*(Калькулятор!$C$8-Калькулятор!$D$8))","v":44.3255369928401},{"$f":"IF(Калькулятор!$F$8<>70,INDEX($C$6:$V$17,MATCH(AM326,$B$6:$B$17,0),MATCH(AK326&AL326,$C$2:$V$2,0))*(Калькулятор!$F$8/70)^справочно!$Y$2,INDEX($C$6:$V$17,MATCH(AM326,$B$6:$B$17,0),MATCH(AK326&AL326,$C$2:$V$2,0)))","v":515.90000000000009}]
[null,null,null,null,null,null,null,null,null,null,null,null,null,null,null,null,null,null,null,null,null,null,null,null,null,null,"Конвектор внутрипольный Royal Thermo ATRIUM-90/400/1000-DG-U-LB","НС-1477962","RT-A-90/400/1000-DG-U-LB",3,5,8,12,17,20,22,90,400,1000,"DG","U","LB",{"$f":"IF((IFERROR(IF(VLOOKUP(AK327,X:Y,2,0)=TRUE,1,0),0)+IFERROR(IF(VLOOKUP(AL327,X:Y,2,0)=TRUE,1,0),0)+IFERROR(IF(VLOOKUP(AN327,X:Y,2,0)=TRUE,1,0),0)+IFERROR(IF(VLOOKUP(AO327,X:Y,2,0)=TRUE,1,0),0)+IFERROR(IF(VLOOKUP(AP327,X:Y,2,0)=TRUE,1,0),0)+IF(AND(AM327>=Калькулятор!$C$14,AM327<=Калькулятор!$E$14),1,0)+IF(OR(AND(AS327>=Калькулятор!$C$11,AS327<=IF(ISBLANK(Калькулятор!$E$11),100000,Калькулятор!$E$11)),Калькулятор!$C$11&Калькулятор!$E$11=\"\"),1,0))=7,1,0)","v":0},{"$f":"SUM(AQ$2:AQ327)","v":240},{"$f":"IF(Калькулятор!$F$8<>70,ROUND(INDEX($C$6:$V$17,MATCH(AM327,$B$6:$B$17,0),MATCH(AK327&AL327,$C$2:$V$2,0))*(Калькулятор!$F$8/70)^справочно!$Y$2,0),ROUND(INDEX($C$6:$V$17,MATCH(AM327,$B$6:$B$17,0),MATCH(AK327&AL327,$C$2:$V$2,0)),0))","v":671},"ЗО",{"$f":"3.6*AV327/(4.19*(Калькулятор!$C$8-Калькулятор!$D$8))","v":57.651551312649154},{"$f":"IF(Калькулятор!$F$8<>70,INDEX($C$6:$V$17,MATCH(AM327,$B$6:$B$17,0),MATCH(AK327&AL327,$C$2:$V$2,0))*(Калькулятор!$F$8/70)^справочно!$Y$2,INDEX($C$6:$V$17,MATCH(AM327,$B$6:$B$17,0),MATCH(AK327&AL327,$C$2:$V$2,0)))","v":671}]
[null,null,null,null,null,null,null,null,null,null,null,null,null,null,null,null,null,null,null,null,null,null,null,null,null,null,"Конвектор внутрипольный Royal Thermo ATRIUM-90/400/1200-DG-U-LB","НС-1477965","RT-A-90/400/1200-DG-U-LB",3,5,8,12,17,20,22,90,400,1200,"DG","U","LB",{"$f":"IF((IFERROR(IF(VLOOKUP(AK328,X:Y,2,0)=TRUE,1,0),0)+IFERROR(IF(VLOOKUP(AL328,X:Y,2,0)=TRUE,1,0),0)+IFERROR(IF(VLOOKUP(AN328,X:Y,2,0)=TRUE,1,0),0)+IFERROR(IF(VLOOKUP(AO328,X:Y,2,0)=TRUE,1,0),0)+IFERROR(IF(VLOOKUP(AP328,X:Y,2,0)=TRUE,1,0),0)+IF(AND(AM328>=Калькулятор!$C$14,AM328<=Калькулятор!$E$14),1,0)+IF(OR(AND(AS328>=Калькулятор!$C$11,AS328<=IF(ISBLANK(Калькулятор!$E$11),100000,Калькулятор!$E$11)),Калькулятор!$C$11&Калькулятор!$E$11=\"\"),1,0))=7,1,0)","v":0},{"$f":"SUM(AQ$2:AQ328)","v":240},{"$f":"IF(Калькулятор!$F$8<>70,ROUND(INDEX($C$6:$V$17,MATCH(AM328,$B$6:$B$17,0),MATCH(AK328&AL328,$C$2:$V$2,0))*(Калькулятор!$F$8/70)^справочно!$Y$2,0),ROUND(INDEX($C$6:$V$17,MATCH(AM328,$B$6:$B$17,0),MATCH(AK328&AL328,$C$2:$V$2,0)),0))","v":826},"ЗО",{"$f":"3.6*AV328/(4.19*(Калькулятор!$C$8-Калькулятор!$D$8))","v":70.977565632458223},{"$f":"IF(Калькулятор!$F$8<>70,INDEX($C$6:$V$17,MATCH(AM328,$B$6:$B$17,0),MATCH(AK328&AL328,$C$2:$V$2,0))*(Калькулятор!$F$8/70)^справочно!$Y$2,INDEX($C$6:$V$17,MATCH(AM328,$B$6:$B$17,0),MATCH(AK328&AL328,$C$2:$V$2,0)))","v":826.1}]
[null,null,null,null,null,null,null,null,null,null,null,null,null,null,null,null,null,null,null,null,null,null,null,null,null,null,"Конвектор внутрипольный Royal Thermo ATRIUM-90/400/1400-DG-U-LB","НС-1477968","RT-A-90/400/1400-DG-U-LB",3,5,8,12,17,20,22,90,400,1400,"DG","U","LB",{"$f":"IF((IFERROR(IF(VLOOKUP(AK329,X:Y,2,0)=TRUE,1,0),0)+IFERROR(IF(VLOOKUP(AL329,X:Y,2,0)=TRUE,1,0),0)+IFERROR(IF(VLOOKUP(AN329,X:Y,2,0)=TRUE,1,0),0)+IFERROR(IF(VLOOKUP(AO329,X:Y,2,0)=TRUE,1,0),0)+IFERROR(IF(VLOOKUP(AP329,X:Y,2,0)=TRUE,1,0),0)+IF(AND(AM329>=Калькулятор!$C$14,AM329<=Калькулятор!$E$14),1,0)+IF(OR(AND(AS329>=Калькулятор!$C$11,AS329<=IF(ISBLANK(Калькулятор!$E$11),100000,Калькулятор!$E$11)),Калькулятор!$C$11&Калькулятор!$E$11=\"\"),1,0))=7,1,0)","v":0},{"$f":"SUM(AQ$2:AQ329)","v":240},{"$f":"IF(Калькулятор!$F$8<>70,ROUND(INDEX($C$6:$V$17,MATCH(AM329,$B$6:$B$17,0),MATCH(AK329&AL329,$C$2:$V$2,0))*(Калькулятор!$F$8/70)^справочно!$Y$2,0),ROUND(INDEX($C$6:$V$17,MATCH(AM329,$B$6:$B$17,0),MATCH(AK329&AL329,$C$2:$V$2,0)),0))","v":977},"ЗО",{"$f":"3.6*AV329/(4.19*(Калькулятор!$C$8-Калькулятор!$D$8))","v":83.925536992840094},{"$f":"IF(Калькулятор!$F$8<>70,INDEX($C$6:$V$17,MATCH(AM329,$B$6:$B$17,0),MATCH(AK329&AL329,$C$2:$V$2,0))*(Калькулятор!$F$8/70)^справочно!$Y$2,INDEX($C$6:$V$17,MATCH(AM329,$B$6:$B$17,0),MATCH(AK329&AL329,$C$2:$V$2,0)))","v":976.80000000000007}]
[null,null,null,null,null,null,null,null,null,null,null,null,null,null,null,null,null,null,null,null,null,null,null,null,null,null,"Конвектор внутрипольный Royal Thermo ATRIUM-90/400/1600-DG-U-LB","НС-1477971","RT-A-90/400/1600-DG-U-LB",3,5,8,12,17,20,22,90,400,1600,"DG","U","LB",{"$f":"IF((IFERROR(IF(VLOOKUP(AK330,X:Y,2,0)=TRUE,1,0),0)+IFERROR(IF(VLOOKUP(AL330,X:Y,2,0)=TRUE,1,0),0)+IFERROR(IF(VLOOKUP(AN330,X:Y,2,0)=TRUE,1,0),0)+IFERROR(IF(VLOOKUP(AO330,X:Y,2,0)=TRUE,1,0),0)+IFERROR(IF(VLOOKUP(AP330,X:Y,2,0)=TRUE,1,0),0)+IF(AND(AM330>=Калькулятор!$C$14,AM330<=Калькулятор!$E$14),1,0)+IF(OR(AND(AS330>=Калькулятор!$C$11,AS330<=IF(ISBLANK(Калькулятор!$E$11),100000,Калькулятор!$E$11)),Калькулятор!$C$11&Калькулятор!$E$11=\"\"),1,0))=7,1,0)","v":0},{"$f":"SUM(AQ$2:AQ330)","v":240},{"$f":"IF(Калькулятор!$F$8<>70,ROUND(INDEX($C$6:$V$17,MATCH(AM330,$B$6:$B$17,0),MATCH(AK330&AL330,$C$2:$V$2,0))*(Калькулятор!$F$8/70)^справочно!$Y$2,0),ROUND(INDEX($C$6:$V$17,MATCH(AM330,$B$6:$B$17,0),MATCH(AK330&AL330,$C$2:$V$2,0)),0))","v":1135},"ЗО",{"$f":"3.6*AV330/(4.19*(Калькулятор!$C$8-Калькулятор!$D$8))","v":97.535083532219559},{"$f":"IF(Калькулятор!$F$8<>70,INDEX($C$6:$V$17,MATCH(AM330,$B$6:$B$17,0),MATCH(AK330&AL330,$C$2:$V$2,0))*(Калькулятор!$F$8/70)^справочно!$Y$2,INDEX($C$6:$V$17,MATCH(AM330,$B$6:$B$17,0),MATCH(AK330&AL330,$C$2:$V$2,0)))","v":1135.2}]
[null,null,null,null,null,null,null,null,null,null,null,null,null,null,null,null,null,null,null,null,null,null,null,null,null,null,"Конвектор внутрипольный Royal Thermo ATRIUM-90/400/1800-DG-U-LB","НС-1477974","RT-A-90/400/1800-DG-U-LB",3,5,8,12,17,20,22,90,400,1800,"DG","U","LB",{"$f":"IF((IFERROR(IF(VLOOKUP(AK331,X:Y,2,0)=TRUE,1,0),0)+IFERROR(IF(VLOOKUP(AL331,X:Y,2,0)=TRUE,1,0),0)+IFERROR(IF(VLOOKUP(AN331,X:Y,2,0)=TRUE,1,0),0)+IFERROR(IF(VLOOKUP(AO331,X:Y,2,0)=TRUE,1,0),0)+IFERROR(IF(VLOOKUP(AP331,X:Y,2,0)=TRUE,1,0),0)+IF(AND(AM331>=Калькулятор!$C$14,AM331<=Калькулятор!$E$14),1,0)+IF(OR(AND(AS331>=Калькулятор!$C$11,AS331<=IF(ISBLANK(Калькулятор!$E$11),100000,Калькулятор!$E$11)),Калькулятор!$C$11&Калькулятор!$E$11=\"\"),1,0))=7,1,0)","v":0},{"$f":"SUM(AQ$2:AQ331)","v":240},{"$f":"IF(Калькулятор!$F$8<>70,ROUND(INDEX($C$6:$V$17,MATCH(AM331,$B$6:$B$17,0),MATCH(AK331&AL331,$C$2:$V$2,0))*(Калькулятор!$F$8/70)^справочно!$Y$2,0),ROUND(INDEX($C$6:$V$17,MATCH(AM331,$B$6:$B$17,0),MATCH(AK331&AL331,$C$2:$V$2,0)),0))","v":1290},"ЗО",{"$f":"3.6*AV331/(4.19*(Калькулятор!$C$8-Калькулятор!$D$8))","v":110.86109785202865},{"$f":"IF(Калькулятор!$F$8<>70,INDEX($C$6:$V$17,MATCH(AM331,$B$6:$B$17,0),MATCH(AK331&AL331,$C$2:$V$2,0))*(Калькулятор!$F$8/70)^справочно!$Y$2,INDEX($C$6:$V$17,MATCH(AM331,$B$6:$B$17,0),MATCH(AK331&AL331,$C$2:$V$2,0)))","v":1290.3000000000002}]
[null,null,null,null,null,null,null,null,null,null,null,null,null,null,null,null,null,null,null,null,null,null,null,null,null,null,"Конвектор внутрипольный Royal Thermo ATRIUM-90/400/2000-DG-U-LB","НС-1477977","RT-A-90/400/2000-DG-U-LB",3,5,8,12,17,20,22,90,400,2000,"DG","U","LB",{"$f":"IF((IFERROR(IF(VLOOKUP(AK332,X:Y,2,0)=TRUE,1,0),0)+IFERROR(IF(VLOOKUP(AL332,X:Y,2,0)=TRUE,1,0),0)+IFERROR(IF(VLOOKUP(AN332,X:Y,2,0)=TRUE,1,0),0)+IFERROR(IF(VLOOKUP(AO332,X:Y,2,0)=TRUE,1,0),0)+IFERROR(IF(VLOOKUP(AP332,X:Y,2,0)=TRUE,1,0),0)+IF(AND(AM332>=Калькулятор!$C$14,AM332<=Калькулятор!$E$14),1,0)+IF(OR(AND(AS332>=Калькулятор!$C$11,AS332<=IF(ISBLANK(Калькулятор!$E$11),100000,Калькулятор!$E$11)),Калькулятор!$C$11&Калькулятор!$E$11=\"\"),1,0))=7,1,0)","v":0},{"$f":"SUM(AQ$2:AQ332)","v":240},{"$f":"IF(Калькулятор!$F$8<>70,ROUND(INDEX($C$6:$V$17,MATCH(AM332,$B$6:$B$17,0),MATCH(AK332&AL332,$C$2:$V$2,0))*(Калькулятор!$F$8/70)^справочно!$Y$2,0),ROUND(INDEX($C$6:$V$17,MATCH(AM332,$B$6:$B$17,0),MATCH(AK332&AL332,$C$2:$V$2,0)),0))","v":1445},"ЗО",{"$f":"3.6*AV332/(4.19*(Калькулятор!$C$8-Калькулятор!$D$8))","v":124.18711217183771},{"$f":"IF(Калькулятор!$F$8<>70,INDEX($C$6:$V$17,MATCH(AM332,$B$6:$B$17,0),MATCH(AK332&AL332,$C$2:$V$2,0))*(Калькулятор!$F$8/70)^справочно!$Y$2,INDEX($C$6:$V$17,MATCH(AM332,$B$6:$B$17,0),MATCH(AK332&AL332,$C$2:$V$2,0)))","v":1445.4}]
[null,null,null,null,null,null,null,null,null,null,null,null,null,null,null,null,null,null,null,null,null,null,null,null,null,null,"Конвектор внутрипольный Royal Thermo ATRIUM-90/400/2200-DG-U-LB","НС-1477979","RT-A-90/400/2200-DG-U-LB",3,5,8,12,17,20,22,90,400,2200,"DG","U","LB",{"$f":"IF((IFERROR(IF(VLOOKUP(AK333,X:Y,2,0)=TRUE,1,0),0)+IFERROR(IF(VLOOKUP(AL333,X:Y,2,0)=TRUE,1,0),0)+IFERROR(IF(VLOOKUP(AN333,X:Y,2,0)=TRUE,1,0),0)+IFERROR(IF(VLOOKUP(AO333,X:Y,2,0)=TRUE,1,0),0)+IFERROR(IF(VLOOKUP(AP333,X:Y,2,0)=TRUE,1,0),0)+IF(AND(AM333>=Калькулятор!$C$14,AM333<=Калькулятор!$E$14),1,0)+IF(OR(AND(AS333>=Калькулятор!$C$11,AS333<=IF(ISBLANK(Калькулятор!$E$11),100000,Калькулятор!$E$11)),Калькулятор!$C$11&Калькулятор!$E$11=\"\"),1,0))=7,1,0)","v":0},{"$f":"SUM(AQ$2:AQ333)","v":240},{"$f":"IF(Калькулятор!$F$8<>70,ROUND(INDEX($C$6:$V$17,MATCH(AM333,$B$6:$B$17,0),MATCH(AK333&AL333,$C$2:$V$2,0))*(Калькулятор!$F$8/70)^справочно!$Y$2,0),ROUND(INDEX($C$6:$V$17,MATCH(AM333,$B$6:$B$17,0),MATCH(AK333&AL333,$C$2:$V$2,0)),0))","v":1599},"ЗО",{"$f":"3.6*AV333/(4.19*(Калькулятор!$C$8-Калькулятор!$D$8))","v":137.41861575178996},{"$f":"IF(Калькулятор!$F$8<>70,INDEX($C$6:$V$17,MATCH(AM333,$B$6:$B$17,0),MATCH(AK333&AL333,$C$2:$V$2,0))*(Калькулятор!$F$8/70)^справочно!$Y$2,INDEX($C$6:$V$17,MATCH(AM333,$B$6:$B$17,0),MATCH(AK333&AL333,$C$2:$V$2,0)))","v":1599.4}]
[null,null,null,null,null,null,null,null,null,null,null,null,null,null,null,null,null,null,null,null,null,null,null,null,null,null,"Конвектор внутрипольный Royal Thermo ATRIUM-90/400/2400-DG-U-LB","НС-1477981","RT-A-90/400/2400-DG-U-LB",3,5,8,12,17,20,22,90,400,2400,"DG","U","LB",{"$f":"IF((IFERROR(IF(VLOOKUP(AK334,X:Y,2,0)=TRUE,1,0),0)+IFERROR(IF(VLOOKUP(AL334,X:Y,2,0)=TRUE,1,0),0)+IFERROR(IF(VLOOKUP(AN334,X:Y,2,0)=TRUE,1,0),0)+IFERROR(IF(VLOOKUP(AO334,X:Y,2,0)=TRUE,1,0),0)+IFERROR(IF(VLOOKUP(AP334,X:Y,2,0)=TRUE,1,0),0)+IF(AND(AM334>=Калькулятор!$C$14,AM334<=Калькулятор!$E$14),1,0)+IF(OR(AND(AS334>=Калькулятор!$C$11,AS334<=IF(ISBLANK(Калькулятор!$E$11),100000,Калькулятор!$E$11)),Калькулятор!$C$11&Калькулятор!$E$11=\"\"),1,0))=7,1,0)","v":0},{"$f":"SUM(AQ$2:AQ334)","v":240},{"$f":"IF(Калькулятор!$F$8<>70,ROUND(INDEX($C$6:$V$17,MATCH(AM334,$B$6:$B$17,0),MATCH(AK334&AL334,$C$2:$V$2,0))*(Калькулятор!$F$8/70)^справочно!$Y$2,0),ROUND(INDEX($C$6:$V$17,MATCH(AM334,$B$6:$B$17,0),MATCH(AK334&AL334,$C$2:$V$2,0)),0))","v":1755},"ЗО",{"$f":"3.6*AV334/(4.19*(Калькулятор!$C$8-Калькулятор!$D$8))","v":150.74463007159903},{"$f":"IF(Калькулятор!$F$8<>70,INDEX($C$6:$V$17,MATCH(AM334,$B$6:$B$17,0),MATCH(AK334&AL334,$C$2:$V$2,0))*(Калькулятор!$F$8/70)^справочно!$Y$2,INDEX($C$6:$V$17,MATCH(AM334,$B$6:$B$17,0),MATCH(AK334&AL334,$C$2:$V$2,0)))","v":1754.5000000000002}]
[null,null,null,null,null,null,null,null,null,null,null,null,null,null,null,null,null,null,null,null,null,null,null,null,null,null,"Конвектор внутрипольный Royal Thermo ATRIUM-90/400/2600-DG-U-LB","НС-1477983","RT-A-90/400/2600-DG-U-LB",3,5,8,12,17,20,22,90,400,2600,"DG","U","LB",{"$f":"IF((IFERROR(IF(VLOOKUP(AK335,X:Y,2,0)=TRUE,1,0),0)+IFERROR(IF(VLOOKUP(AL335,X:Y,2,0)=TRUE,1,0),0)+IFERROR(IF(VLOOKUP(AN335,X:Y,2,0)=TRUE,1,0),0)+IFERROR(IF(VLOOKUP(AO335,X:Y,2,0)=TRUE,1,0),0)+IFERROR(IF(VLOOKUP(AP335,X:Y,2,0)=TRUE,1,0),0)+IF(AND(AM335>=Калькулятор!$C$14,AM335<=Калькулятор!$E$14),1,0)+IF(OR(AND(AS335>=Калькулятор!$C$11,AS335<=IF(ISBLANK(Калькулятор!$E$11),100000,Калькулятор!$E$11)),Калькулятор!$C$11&Калькулятор!$E$11=\"\"),1,0))=7,1,0)","v":0},{"$f":"SUM(AQ$2:AQ335)","v":240},{"$f":"IF(Калькулятор!$F$8<>70,ROUND(INDEX($C$6:$V$17,MATCH(AM335,$B$6:$B$17,0),MATCH(AK335&AL335,$C$2:$V$2,0))*(Калькулятор!$F$8/70)^справочно!$Y$2,0),ROUND(INDEX($C$6:$V$17,MATCH(AM335,$B$6:$B$17,0),MATCH(AK335&AL335,$C$2:$V$2,0)),0))","v":1910},"ЗО",{"$f":"3.6*AV335/(4.19*(Калькулятор!$C$8-Калькулятор!$D$8))","v":164.07064439140811},{"$f":"IF(Калькулятор!$F$8<>70,INDEX($C$6:$V$17,MATCH(AM335,$B$6:$B$17,0),MATCH(AK335&AL335,$C$2:$V$2,0))*(Калькулятор!$F$8/70)^справочно!$Y$2,INDEX($C$6:$V$17,MATCH(AM335,$B$6:$B$17,0),MATCH(AK335&AL335,$C$2:$V$2,0)))","v":1909.6000000000001}]
[null,null,null,null,null,null,null,null,null,null,null,null,null,null,null,null,null,null,null,null,null,null,null,null,null,null,"Конвектор внутрипольный Royal Thermo ATRIUM-90/400/2800-DG-U-LB","НС-1477985","RT-A-90/400/2800-DG-U-LB",3,5,8,12,17,20,22,90,400,2800,"DG","U","LB",{"$f":"IF((IFERROR(IF(VLOOKUP(AK336,X:Y,2,0)=TRUE,1,0),0)+IFERROR(IF(VLOOKUP(AL336,X:Y,2,0)=TRUE,1,0),0)+IFERROR(IF(VLOOKUP(AN336,X:Y,2,0)=TRUE,1,0),0)+IFERROR(IF(VLOOKUP(AO336,X:Y,2,0)=TRUE,1,0),0)+IFERROR(IF(VLOOKUP(AP336,X:Y,2,0)=TRUE,1,0),0)+IF(AND(AM336>=Калькулятор!$C$14,AM336<=Калькулятор!$E$14),1,0)+IF(OR(AND(AS336>=Калькулятор!$C$11,AS336<=IF(ISBLANK(Калькулятор!$E$11),100000,Калькулятор!$E$11)),Калькулятор!$C$11&Калькулятор!$E$11=\"\"),1,0))=7,1,0)","v":0},{"$f":"SUM(AQ$2:AQ336)","v":240},{"$f":"IF(Калькулятор!$F$8<>70,ROUND(INDEX($C$6:$V$17,MATCH(AM336,$B$6:$B$17,0),MATCH(AK336&AL336,$C$2:$V$2,0))*(Калькулятор!$F$8/70)^справочно!$Y$2,0),ROUND(INDEX($C$6:$V$17,MATCH(AM336,$B$6:$B$17,0),MATCH(AK336&AL336,$C$2:$V$2,0)),0))","v":2064},"ЗО",{"$f":"3.6*AV336/(4.19*(Калькулятор!$C$8-Калькулятор!$D$8))","v":177.3021479713604},{"$f":"IF(Калькулятор!$F$8<>70,INDEX($C$6:$V$17,MATCH(AM336,$B$6:$B$17,0),MATCH(AK336&AL336,$C$2:$V$2,0))*(Калькулятор!$F$8/70)^справочно!$Y$2,INDEX($C$6:$V$17,MATCH(AM336,$B$6:$B$17,0),MATCH(AK336&AL336,$C$2:$V$2,0)))","v":2063.6000000000004}]
[null,null,null,null,null,null,null,null,null,null,null,null,null,null,null,null,null,null,null,null,null,null,null,null,null,null,"Конвектор внутрипольный Royal Thermo ATRIUM-90/400/3000-DG-U-LB","НС-1477987","RT-A-90/400/3000-DG-U-LB",3,5,8,12,17,20,22,90,400,3000,"DG","U","LB",{"$f":"IF((IFERROR(IF(VLOOKUP(AK337,X:Y,2,0)=TRUE,1,0),0)+IFERROR(IF(VLOOKUP(AL337,X:Y,2,0)=TRUE,1,0),0)+IFERROR(IF(VLOOKUP(AN337,X:Y,2,0)=TRUE,1,0),0)+IFERROR(IF(VLOOKUP(AO337,X:Y,2,0)=TRUE,1,0),0)+IFERROR(IF(VLOOKUP(AP337,X:Y,2,0)=TRUE,1,0),0)+IF(AND(AM337>=Калькулятор!$C$14,AM337<=Калькулятор!$E$14),1,0)+IF(OR(AND(AS337>=Калькулятор!$C$11,AS337<=IF(ISBLANK(Калькулятор!$E$11),100000,Калькулятор!$E$11)),Калькулятор!$C$11&Калькулятор!$E$11=\"\"),1,0))=7,1,0)","v":0},{"$f":"SUM(AQ$2:AQ337)","v":240},{"$f":"IF(Калькулятор!$F$8<>70,ROUND(INDEX($C$6:$V$17,MATCH(AM337,$B$6:$B$17,0),MATCH(AK337&AL337,$C$2:$V$2,0))*(Калькулятор!$F$8/70)^справочно!$Y$2,0),ROUND(INDEX($C$6:$V$17,MATCH(AM337,$B$6:$B$17,0),MATCH(AK337&AL337,$C$2:$V$2,0)),0))","v":2219},"ЗО",{"$f":"3.6*AV337/(4.19*(Калькулятор!$C$8-Калькулятор!$D$8))","v":190.62816229116947},{"$f":"IF(Калькулятор!$F$8<>70,INDEX($C$6:$V$17,MATCH(AM337,$B$6:$B$17,0),MATCH(AK337&AL337,$C$2:$V$2,0))*(Калькулятор!$F$8/70)^справочно!$Y$2,INDEX($C$6:$V$17,MATCH(AM337,$B$6:$B$17,0),MATCH(AK337&AL337,$C$2:$V$2,0)))","v":2218.7000000000003}]
[null,null,null,null,null,null,null,null,null,null,null,null,null,null,null,null,null,null,null,null,null,null,null,null,null,null,"Конвектор внутрипольный Royal Thermo ATRIUM-110/200/800-DG-U-LB","НС-1477258","RT-A-110/200/800-DG-U-LB",3,5,9,13,17,20,22,110,200,800,"DG","U","LB",{"$f":"IF((IFERROR(IF(VLOOKUP(AK338,X:Y,2,0)=TRUE,1,0),0)+IFERROR(IF(VLOOKUP(AL338,X:Y,2,0)=TRUE,1,0),0)+IFERROR(IF(VLOOKUP(AN338,X:Y,2,0)=TRUE,1,0),0)+IFERROR(IF(VLOOKUP(AO338,X:Y,2,0)=TRUE,1,0),0)+IFERROR(IF(VLOOKUP(AP338,X:Y,2,0)=TRUE,1,0),0)+IF(AND(AM338>=Калькулятор!$C$14,AM338<=Калькулятор!$E$14),1,0)+IF(OR(AND(AS338>=Калькулятор!$C$11,AS338<=IF(ISBLANK(Калькулятор!$E$11),100000,Калькулятор!$E$11)),Калькулятор!$C$11&Калькулятор!$E$11=\"\"),1,0))=7,1,0)","v":0},{"$f":"SUM(AQ$2:AQ338)","v":240},{"$f":"IF(Калькулятор!$F$8<>70,ROUND(INDEX($C$6:$V$17,MATCH(AM338,$B$6:$B$17,0),MATCH(AK338&AL338,$C$2:$V$2,0))*(Калькулятор!$F$8/70)^справочно!$Y$2,0),ROUND(INDEX($C$6:$V$17,MATCH(AM338,$B$6:$B$17,0),MATCH(AK338&AL338,$C$2:$V$2,0)),0))","v":279},"ЗО",{"$f":"3.6*AV338/(4.19*(Калькулятор!$C$8-Калькулятор!$D$8))","v":24.005727923627685},{"$f":"IF(Калькулятор!$F$8<>70,INDEX($C$6:$V$17,MATCH(AM338,$B$6:$B$17,0),MATCH(AK338&AL338,$C$2:$V$2,0))*(Калькулятор!$F$8/70)^справочно!$Y$2,INDEX($C$6:$V$17,MATCH(AM338,$B$6:$B$17,0),MATCH(AK338&AL338,$C$2:$V$2,0)))","v":279.40000000000003}]
[null,null,null,null,null,null,null,null,null,null,null,null,null,null,null,null,null,null,null,null,null,null,null,null,null,null,"Конвектор внутрипольный Royal Thermo ATRIUM-110/200/1000-DG-U-LB","НС-1477225","RT-A-110/200/1000-DG-U-LB",3,5,9,13,18,21,23,110,200,1000,"DG","U","LB",{"$f":"IF((IFERROR(IF(VLOOKUP(AK339,X:Y,2,0)=TRUE,1,0),0)+IFERROR(IF(VLOOKUP(AL339,X:Y,2,0)=TRUE,1,0),0)+IFERROR(IF(VLOOKUP(AN339,X:Y,2,0)=TRUE,1,0),0)+IFERROR(IF(VLOOKUP(AO339,X:Y,2,0)=TRUE,1,0),0)+IFERROR(IF(VLOOKUP(AP339,X:Y,2,0)=TRUE,1,0),0)+IF(AND(AM339>=Калькулятор!$C$14,AM339<=Калькулятор!$E$14),1,0)+IF(OR(AND(AS339>=Калькулятор!$C$11,AS339<=IF(ISBLANK(Калькулятор!$E$11),100000,Калькулятор!$E$11)),Калькулятор!$C$11&Калькулятор!$E$11=\"\"),1,0))=7,1,0)","v":0},{"$f":"SUM(AQ$2:AQ339)","v":240},{"$f":"IF(Калькулятор!$F$8<>70,ROUND(INDEX($C$6:$V$17,MATCH(AM339,$B$6:$B$17,0),MATCH(AK339&AL339,$C$2:$V$2,0))*(Калькулятор!$F$8/70)^справочно!$Y$2,0),ROUND(INDEX($C$6:$V$17,MATCH(AM339,$B$6:$B$17,0),MATCH(AK339&AL339,$C$2:$V$2,0)),0))","v":384},"-",{"$f":"3.6*AV339/(4.19*(Калькулятор!$C$8-Калькулятор!$D$8))","v":32.984248210023864},{"$f":"IF(Калькулятор!$F$8<>70,INDEX($C$6:$V$17,MATCH(AM339,$B$6:$B$17,0),MATCH(AK339&AL339,$C$2:$V$2,0))*(Калькулятор!$F$8/70)^справочно!$Y$2,INDEX($C$6:$V$17,MATCH(AM339,$B$6:$B$17,0),MATCH(AK339&AL339,$C$2:$V$2,0)))","v":383.90000000000003}]
[null,null,null,null,null,null,null,null,null,null,null,null,null,null,null,null,null,null,null,null,null,null,null,null,null,null,"Конвектор внутрипольный Royal Thermo ATRIUM-110/200/1200-DG-U-LB","НС-1477228","RT-A-110/200/1200-DG-U-LB",3,5,9,13,18,21,23,110,200,1200,"DG","U","LB",{"$f":"IF((IFERROR(IF(VLOOKUP(AK340,X:Y,2,0)=TRUE,1,0),0)+IFERROR(IF(VLOOKUP(AL340,X:Y,2,0)=TRUE,1,0),0)+IFERROR(IF(VLOOKUP(AN340,X:Y,2,0)=TRUE,1,0),0)+IFERROR(IF(VLOOKUP(AO340,X:Y,2,0)=TRUE,1,0),0)+IFERROR(IF(VLOOKUP(AP340,X:Y,2,0)=TRUE,1,0),0)+IF(AND(AM340>=Калькулятор!$C$14,AM340<=Калькулятор!$E$14),1,0)+IF(OR(AND(AS340>=Калькулятор!$C$11,AS340<=IF(ISBLANK(Калькулятор!$E$11),100000,Калькулятор!$E$11)),Калькулятор!$C$11&Калькулятор!$E$11=\"\"),1,0))=7,1,0)","v":0},{"$f":"SUM(AQ$2:AQ340)","v":240},{"$f":"IF(Калькулятор!$F$8<>70,ROUND(INDEX($C$6:$V$17,MATCH(AM340,$B$6:$B$17,0),MATCH(AK340&AL340,$C$2:$V$2,0))*(Калькулятор!$F$8/70)^справочно!$Y$2,0),ROUND(INDEX($C$6:$V$17,MATCH(AM340,$B$6:$B$17,0),MATCH(AK340&AL340,$C$2:$V$2,0)),0))","v":490},"-",{"$f":"3.6*AV340/(4.19*(Калькулятор!$C$8-Калькулятор!$D$8))","v":42.057279236276848},{"$f":"IF(Калькулятор!$F$8<>70,INDEX($C$6:$V$17,MATCH(AM340,$B$6:$B$17,0),MATCH(AK340&AL340,$C$2:$V$2,0))*(Калькулятор!$F$8/70)^справочно!$Y$2,INDEX($C$6:$V$17,MATCH(AM340,$B$6:$B$17,0),MATCH(AK340&AL340,$C$2:$V$2,0)))","v":489.50000000000006}]
[null,null,null,null,null,null,null,null,null,null,null,null,null,null,null,null,null,null,null,null,null,null,null,null,null,null,"Конвектор внутрипольный Royal Thermo ATRIUM-110/200/1400-DG-U-LB","НС-1477231","RT-A-110/200/1400-DG-U-LB",3,5,9,13,18,21,23,110,200,1400,"DG","U","LB",{"$f":"IF((IFERROR(IF(VLOOKUP(AK341,X:Y,2,0)=TRUE,1,0),0)+IFERROR(IF(VLOOKUP(AL341,X:Y,2,0)=TRUE,1,0),0)+IFERROR(IF(VLOOKUP(AN341,X:Y,2,0)=TRUE,1,0),0)+IFERROR(IF(VLOOKUP(AO341,X:Y,2,0)=TRUE,1,0),0)+IFERROR(IF(VLOOKUP(AP341,X:Y,2,0)=TRUE,1,0),0)+IF(AND(AM341>=Калькулятор!$C$14,AM341<=Калькулятор!$E$14),1,0)+IF(OR(AND(AS341>=Калькулятор!$C$11,AS341<=IF(ISBLANK(Калькулятор!$E$11),100000,Калькулятор!$E$11)),Калькулятор!$C$11&Калькулятор!$E$11=\"\"),1,0))=7,1,0)","v":0},{"$f":"SUM(AQ$2:AQ341)","v":240},{"$f":"IF(Калькулятор!$F$8<>70,ROUND(INDEX($C$6:$V$17,MATCH(AM341,$B$6:$B$17,0),MATCH(AK341&AL341,$C$2:$V$2,0))*(Калькулятор!$F$8/70)^справочно!$Y$2,0),ROUND(INDEX($C$6:$V$17,MATCH(AM341,$B$6:$B$17,0),MATCH(AK341&AL341,$C$2:$V$2,0)),0))","v":595},"-",{"$f":"3.6*AV341/(4.19*(Калькулятор!$C$8-Калькулятор!$D$8))","v":51.130310262529832},{"$f":"IF(Калькулятор!$F$8<>70,INDEX($C$6:$V$17,MATCH(AM341,$B$6:$B$17,0),MATCH(AK341&AL341,$C$2:$V$2,0))*(Калькулятор!$F$8/70)^справочно!$Y$2,INDEX($C$6:$V$17,MATCH(AM341,$B$6:$B$17,0),MATCH(AK341&AL341,$C$2:$V$2,0)))","v":595.1}]
[null,null,null,null,null,null,null,null,null,null,null,null,null,null,null,null,null,null,null,null,null,null,null,null,null,null,"Конвектор внутрипольный Royal Thermo ATRIUM-110/200/1600-DG-U-LB","НС-1477234","RT-A-110/200/1600-DG-U-LB",3,5,9,13,18,21,23,110,200,1600,"DG","U","LB",{"$f":"IF((IFERROR(IF(VLOOKUP(AK342,X:Y,2,0)=TRUE,1,0),0)+IFERROR(IF(VLOOKUP(AL342,X:Y,2,0)=TRUE,1,0),0)+IFERROR(IF(VLOOKUP(AN342,X:Y,2,0)=TRUE,1,0),0)+IFERROR(IF(VLOOKUP(AO342,X:Y,2,0)=TRUE,1,0),0)+IFERROR(IF(VLOOKUP(AP342,X:Y,2,0)=TRUE,1,0),0)+IF(AND(AM342>=Калькулятор!$C$14,AM342<=Калькулятор!$E$14),1,0)+IF(OR(AND(AS342>=Калькулятор!$C$11,AS342<=IF(ISBLANK(Калькулятор!$E$11),100000,Калькулятор!$E$11)),Калькулятор!$C$11&Калькулятор!$E$11=\"\"),1,0))=7,1,0)","v":0},{"$f":"SUM(AQ$2:AQ342)","v":240},{"$f":"IF(Калькулятор!$F$8<>70,ROUND(INDEX($C$6:$V$17,MATCH(AM342,$B$6:$B$17,0),MATCH(AK342&AL342,$C$2:$V$2,0))*(Калькулятор!$F$8/70)^справочно!$Y$2,0),ROUND(INDEX($C$6:$V$17,MATCH(AM342,$B$6:$B$17,0),MATCH(AK342&AL342,$C$2:$V$2,0)),0))","v":701},"-",{"$f":"3.6*AV342/(4.19*(Калькулятор!$C$8-Калькулятор!$D$8))","v":60.203341288782816},{"$f":"IF(Калькулятор!$F$8<>70,INDEX($C$6:$V$17,MATCH(AM342,$B$6:$B$17,0),MATCH(AK342&AL342,$C$2:$V$2,0))*(Калькулятор!$F$8/70)^справочно!$Y$2,INDEX($C$6:$V$17,MATCH(AM342,$B$6:$B$17,0),MATCH(AK342&AL342,$C$2:$V$2,0)))","v":700.7}]
[null,null,null,null,null,null,null,null,null,null,null,null,null,null,null,null,null,null,null,null,null,null,null,null,null,null,"Конвектор внутрипольный Royal Thermo ATRIUM-110/200/1800-DG-U-LB","НС-1477237","RT-A-110/200/1800-DG-U-LB",3,5,9,13,18,21,23,110,200,1800,"DG","U","LB",{"$f":"IF((IFERROR(IF(VLOOKUP(AK343,X:Y,2,0)=TRUE,1,0),0)+IFERROR(IF(VLOOKUP(AL343,X:Y,2,0)=TRUE,1,0),0)+IFERROR(IF(VLOOKUP(AN343,X:Y,2,0)=TRUE,1,0),0)+IFERROR(IF(VLOOKUP(AO343,X:Y,2,0)=TRUE,1,0),0)+IFERROR(IF(VLOOKUP(AP343,X:Y,2,0)=TRUE,1,0),0)+IF(AND(AM343>=Калькулятор!$C$14,AM343<=Калькулятор!$E$14),1,0)+IF(OR(AND(AS343>=Калькулятор!$C$11,AS343<=IF(ISBLANK(Калькулятор!$E$11),100000,Калькулятор!$E$11)),Калькулятор!$C$11&Калькулятор!$E$11=\"\"),1,0))=7,1,0)","v":0},{"$f":"SUM(AQ$2:AQ343)","v":240},{"$f":"IF(Калькулятор!$F$8<>70,ROUND(INDEX($C$6:$V$17,MATCH(AM343,$B$6:$B$17,0),MATCH(AK343&AL343,$C$2:$V$2,0))*(Калькулятор!$F$8/70)^справочно!$Y$2,0),ROUND(INDEX($C$6:$V$17,MATCH(AM343,$B$6:$B$17,0),MATCH(AK343&AL343,$C$2:$V$2,0)),0))","v":806},"-",{"$f":"3.6*AV343/(4.19*(Калькулятор!$C$8-Калькулятор!$D$8))","v":69.2763723150358},{"$f":"IF(Калькулятор!$F$8<>70,INDEX($C$6:$V$17,MATCH(AM343,$B$6:$B$17,0),MATCH(AK343&AL343,$C$2:$V$2,0))*(Калькулятор!$F$8/70)^справочно!$Y$2,INDEX($C$6:$V$17,MATCH(AM343,$B$6:$B$17,0),MATCH(AK343&AL343,$C$2:$V$2,0)))","v":806.30000000000007}]
[null,null,null,null,null,null,null,null,null,null,null,null,null,null,null,null,null,null,null,null,null,null,null,null,null,null,"Конвектор внутрипольный Royal Thermo ATRIUM-110/200/2000-DG-U-LB","НС-1477240","RT-A-110/200/2000-DG-U-LB",3,5,9,13,18,21,23,110,200,2000,"DG","U","LB",{"$f":"IF((IFERROR(IF(VLOOKUP(AK344,X:Y,2,0)=TRUE,1,0),0)+IFERROR(IF(VLOOKUP(AL344,X:Y,2,0)=TRUE,1,0),0)+IFERROR(IF(VLOOKUP(AN344,X:Y,2,0)=TRUE,1,0),0)+IFERROR(IF(VLOOKUP(AO344,X:Y,2,0)=TRUE,1,0),0)+IFERROR(IF(VLOOKUP(AP344,X:Y,2,0)=TRUE,1,0),0)+IF(AND(AM344>=Калькулятор!$C$14,AM344<=Калькулятор!$E$14),1,0)+IF(OR(AND(AS344>=Калькулятор!$C$11,AS344<=IF(ISBLANK(Калькулятор!$E$11),100000,Калькулятор!$E$11)),Калькулятор!$C$11&Калькулятор!$E$11=\"\"),1,0))=7,1,0)","v":0},{"$f":"SUM(AQ$2:AQ344)","v":240},{"$f":"IF(Калькулятор!$F$8<>70,ROUND(INDEX($C$6:$V$17,MATCH(AM344,$B$6:$B$17,0),MATCH(AK344&AL344,$C$2:$V$2,0))*(Калькулятор!$F$8/70)^справочно!$Y$2,0),ROUND(INDEX($C$6:$V$17,MATCH(AM344,$B$6:$B$17,0),MATCH(AK344&AL344,$C$2:$V$2,0)),0))","v":912},"-",{"$f":"3.6*AV344/(4.19*(Калькулятор!$C$8-Калькулятор!$D$8))","v":78.349403341288792},{"$f":"IF(Калькулятор!$F$8<>70,INDEX($C$6:$V$17,MATCH(AM344,$B$6:$B$17,0),MATCH(AK344&AL344,$C$2:$V$2,0))*(Калькулятор!$F$8/70)^справочно!$Y$2,INDEX($C$6:$V$17,MATCH(AM344,$B$6:$B$17,0),MATCH(AK344&AL344,$C$2:$V$2,0)))","v":911.90000000000009}]
[null,null,null,null,null,null,null,null,null,null,null,null,null,null,null,null,null,null,null,null,null,null,null,null,null,null,"Конвектор внутрипольный Royal Thermo ATRIUM-110/200/2200-DG-U-LB","НС-1477243","RT-A-110/200/2200-DG-U-LB",3,5,9,13,18,21,23,110,200,2200,"DG","U","LB",{"$f":"IF((IFERROR(IF(VLOOKUP(AK345,X:Y,2,0)=TRUE,1,0),0)+IFERROR(IF(VLOOKUP(AL345,X:Y,2,0)=TRUE,1,0),0)+IFERROR(IF(VLOOKUP(AN345,X:Y,2,0)=TRUE,1,0),0)+IFERROR(IF(VLOOKUP(AO345,X:Y,2,0)=TRUE,1,0),0)+IFERROR(IF(VLOOKUP(AP345,X:Y,2,0)=TRUE,1,0),0)+IF(AND(AM345>=Калькулятор!$C$14,AM345<=Калькулятор!$E$14),1,0)+IF(OR(AND(AS345>=Калькулятор!$C$11,AS345<=IF(ISBLANK(Калькулятор!$E$11),100000,Калькулятор!$E$11)),Калькулятор!$C$11&Калькулятор!$E$11=\"\"),1,0))=7,1,0)","v":0},{"$f":"SUM(AQ$2:AQ345)","v":240},{"$f":"IF(Калькулятор!$F$8<>70,ROUND(INDEX($C$6:$V$17,MATCH(AM345,$B$6:$B$17,0),MATCH(AK345&AL345,$C$2:$V$2,0))*(Калькулятор!$F$8/70)^справочно!$Y$2,0),ROUND(INDEX($C$6:$V$17,MATCH(AM345,$B$6:$B$17,0),MATCH(AK345&AL345,$C$2:$V$2,0)),0))","v":1018},"-",{"$f":"3.6*AV345/(4.19*(Калькулятор!$C$8-Калькулятор!$D$8))","v":87.422434367541769},{"$f":"IF(Калькулятор!$F$8<>70,INDEX($C$6:$V$17,MATCH(AM345,$B$6:$B$17,0),MATCH(AK345&AL345,$C$2:$V$2,0))*(Калькулятор!$F$8/70)^справочно!$Y$2,INDEX($C$6:$V$17,MATCH(AM345,$B$6:$B$17,0),MATCH(AK345&AL345,$C$2:$V$2,0)))","v":1017.5000000000001}]
[null,null,null,null,null,null,null,null,null,null,null,null,null,null,null,null,null,null,null,null,null,null,null,null,null,null,"Конвектор внутрипольный Royal Thermo ATRIUM-110/200/2400-DG-U-LB","НС-1477246","RT-A-110/200/2400-DG-U-LB",3,5,9,13,18,21,23,110,200,2400,"DG","U","LB",{"$f":"IF((IFERROR(IF(VLOOKUP(AK346,X:Y,2,0)=TRUE,1,0),0)+IFERROR(IF(VLOOKUP(AL346,X:Y,2,0)=TRUE,1,0),0)+IFERROR(IF(VLOOKUP(AN346,X:Y,2,0)=TRUE,1,0),0)+IFERROR(IF(VLOOKUP(AO346,X:Y,2,0)=TRUE,1,0),0)+IFERROR(IF(VLOOKUP(AP346,X:Y,2,0)=TRUE,1,0),0)+IF(AND(AM346>=Калькулятор!$C$14,AM346<=Калькулятор!$E$14),1,0)+IF(OR(AND(AS346>=Калькулятор!$C$11,AS346<=IF(ISBLANK(Калькулятор!$E$11),100000,Калькулятор!$E$11)),Калькулятор!$C$11&Калькулятор!$E$11=\"\"),1,0))=7,1,0)","v":0},{"$f":"SUM(AQ$2:AQ346)","v":240},{"$f":"IF(Калькулятор!$F$8<>70,ROUND(INDEX($C$6:$V$17,MATCH(AM346,$B$6:$B$17,0),MATCH(AK346&AL346,$C$2:$V$2,0))*(Калькулятор!$F$8/70)^справочно!$Y$2,0),ROUND(INDEX($C$6:$V$17,MATCH(AM346,$B$6:$B$17,0),MATCH(AK346&AL346,$C$2:$V$2,0)),0))","v":1123},"-",{"$f":"3.6*AV346/(4.19*(Калькулятор!$C$8-Калькулятор!$D$8))","v":96.49546539379476},{"$f":"IF(Калькулятор!$F$8<>70,INDEX($C$6:$V$17,MATCH(AM346,$B$6:$B$17,0),MATCH(AK346&AL346,$C$2:$V$2,0))*(Калькулятор!$F$8/70)^справочно!$Y$2,INDEX($C$6:$V$17,MATCH(AM346,$B$6:$B$17,0),MATCH(AK346&AL346,$C$2:$V$2,0)))","v":1123.1000000000001}]
[null,null,null,null,null,null,null,null,null,null,null,null,null,null,null,null,null,null,null,null,null,null,null,null,null,null,"Конвектор внутрипольный Royal Thermo ATRIUM-110/200/2600-DG-U-LB","НС-1477249","RT-A-110/200/2600-DG-U-LB",3,5,9,13,18,21,23,110,200,2600,"DG","U","LB",{"$f":"IF((IFERROR(IF(VLOOKUP(AK347,X:Y,2,0)=TRUE,1,0),0)+IFERROR(IF(VLOOKUP(AL347,X:Y,2,0)=TRUE,1,0),0)+IFERROR(IF(VLOOKUP(AN347,X:Y,2,0)=TRUE,1,0),0)+IFERROR(IF(VLOOKUP(AO347,X:Y,2,0)=TRUE,1,0),0)+IFERROR(IF(VLOOKUP(AP347,X:Y,2,0)=TRUE,1,0),0)+IF(AND(AM347>=Калькулятор!$C$14,AM347<=Калькулятор!$E$14),1,0)+IF(OR(AND(AS347>=Калькулятор!$C$11,AS347<=IF(ISBLANK(Калькулятор!$E$11),100000,Калькулятор!$E$11)),Калькулятор!$C$11&Калькулятор!$E$11=\"\"),1,0))=7,1,0)","v":0},{"$f":"SUM(AQ$2:AQ347)","v":240},{"$f":"IF(Калькулятор!$F$8<>70,ROUND(INDEX($C$6:$V$17,MATCH(AM347,$B$6:$B$17,0),MATCH(AK347&AL347,$C$2:$V$2,0))*(Калькулятор!$F$8/70)^справочно!$Y$2,0),ROUND(INDEX($C$6:$V$17,MATCH(AM347,$B$6:$B$17,0),MATCH(AK347&AL347,$C$2:$V$2,0)),0))","v":1229},"ЗО",{"$f":"3.6*AV347/(4.19*(Калькулятор!$C$8-Калькулятор!$D$8))","v":105.56849642004774},{"$f":"IF(Калькулятор!$F$8<>70,INDEX($C$6:$V$17,MATCH(AM347,$B$6:$B$17,0),MATCH(AK347&AL347,$C$2:$V$2,0))*(Калькулятор!$F$8/70)^справочно!$Y$2,INDEX($C$6:$V$17,MATCH(AM347,$B$6:$B$17,0),MATCH(AK347&AL347,$C$2:$V$2,0)))","v":1228.7}]
[null,null,null,null,null,null,null,null,null,null,null,null,null,null,null,null,null,null,null,null,null,null,null,null,null,null,"Конвектор внутрипольный Royal Thermo ATRIUM-110/200/2800-DG-U-LB","НС-1477252","RT-A-110/200/2800-DG-U-LB",3,5,9,13,18,21,23,110,200,2800,"DG","U","LB",{"$f":"IF((IFERROR(IF(VLOOKUP(AK348,X:Y,2,0)=TRUE,1,0),0)+IFERROR(IF(VLOOKUP(AL348,X:Y,2,0)=TRUE,1,0),0)+IFERROR(IF(VLOOKUP(AN348,X:Y,2,0)=TRUE,1,0),0)+IFERROR(IF(VLOOKUP(AO348,X:Y,2,0)=TRUE,1,0),0)+IFERROR(IF(VLOOKUP(AP348,X:Y,2,0)=TRUE,1,0),0)+IF(AND(AM348>=Калькулятор!$C$14,AM348<=Калькулятор!$E$14),1,0)+IF(OR(AND(AS348>=Калькулятор!$C$11,AS348<=IF(ISBLANK(Калькулятор!$E$11),100000,Калькулятор!$E$11)),Калькулятор!$C$11&Калькулятор!$E$11=\"\"),1,0))=7,1,0)","v":0},{"$f":"SUM(AQ$2:AQ348)","v":240},{"$f":"IF(Калькулятор!$F$8<>70,ROUND(INDEX($C$6:$V$17,MATCH(AM348,$B$6:$B$17,0),MATCH(AK348&AL348,$C$2:$V$2,0))*(Калькулятор!$F$8/70)^справочно!$Y$2,0),ROUND(INDEX($C$6:$V$17,MATCH(AM348,$B$6:$B$17,0),MATCH(AK348&AL348,$C$2:$V$2,0)),0))","v":1334},"ЗО",{"$f":"3.6*AV348/(4.19*(Калькулятор!$C$8-Калькулятор!$D$8))","v":114.64152744630071},{"$f":"IF(Калькулятор!$F$8<>70,INDEX($C$6:$V$17,MATCH(AM348,$B$6:$B$17,0),MATCH(AK348&AL348,$C$2:$V$2,0))*(Калькулятор!$F$8/70)^справочно!$Y$2,INDEX($C$6:$V$17,MATCH(AM348,$B$6:$B$17,0),MATCH(AK348&AL348,$C$2:$V$2,0)))","v":1334.3000000000002}]
[null,null,null,null,null,null,null,null,null,null,null,null,null,null,null,null,null,null,null,null,null,null,null,null,null,null,"Конвектор внутрипольный Royal Thermo ATRIUM-110/200/3000-DG-U-LB","НС-1477255","RT-A-110/200/3000-DG-U-LB",3,5,9,13,18,21,23,110,200,3000,"DG","U","LB",{"$f":"IF((IFERROR(IF(VLOOKUP(AK349,X:Y,2,0)=TRUE,1,0),0)+IFERROR(IF(VLOOKUP(AL349,X:Y,2,0)=TRUE,1,0),0)+IFERROR(IF(VLOOKUP(AN349,X:Y,2,0)=TRUE,1,0),0)+IFERROR(IF(VLOOKUP(AO349,X:Y,2,0)=TRUE,1,0),0)+IFERROR(IF(VLOOKUP(AP349,X:Y,2,0)=TRUE,1,0),0)+IF(AND(AM349>=Калькулятор!$C$14,AM349<=Калькулятор!$E$14),1,0)+IF(OR(AND(AS349>=Калькулятор!$C$11,AS349<=IF(ISBLANK(Калькулятор!$E$11),100000,Калькулятор!$E$11)),Калькулятор!$C$11&Калькулятор!$E$11=\"\"),1,0))=7,1,0)","v":0},{"$f":"SUM(AQ$2:AQ349)","v":240},{"$f":"IF(Калькулятор!$F$8<>70,ROUND(INDEX($C$6:$V$17,MATCH(AM349,$B$6:$B$17,0),MATCH(AK349&AL349,$C$2:$V$2,0))*(Калькулятор!$F$8/70)^справочно!$Y$2,0),ROUND(INDEX($C$6:$V$17,MATCH(AM349,$B$6:$B$17,0),MATCH(AK349&AL349,$C$2:$V$2,0)),0))","v":1440},"ЗО",{"$f":"3.6*AV349/(4.19*(Калькулятор!$C$8-Калькулятор!$D$8))","v":123.71455847255369},{"$f":"IF(Калькулятор!$F$8<>70,INDEX($C$6:$V$17,MATCH(AM349,$B$6:$B$17,0),MATCH(AK349&AL349,$C$2:$V$2,0))*(Калькулятор!$F$8/70)^справочно!$Y$2,INDEX($C$6:$V$17,MATCH(AM349,$B$6:$B$17,0),MATCH(AK349&AL349,$C$2:$V$2,0)))","v":1439.9}]
[null,null,null,null,null,null,null,null,null,null,null,null,null,null,null,null,null,null,null,null,null,null,null,null,null,null,"Конвектор внутрипольный Royal Thermo ATRIUM-110/250/800-DG-U-LB","НС-1477297","RT-A-110/250/800-DG-U-LB",3,5,9,13,17,20,22,110,250,800,"DG","U","LB",{"$f":"IF((IFERROR(IF(VLOOKUP(AK350,X:Y,2,0)=TRUE,1,0),0)+IFERROR(IF(VLOOKUP(AL350,X:Y,2,0)=TRUE,1,0),0)+IFERROR(IF(VLOOKUP(AN350,X:Y,2,0)=TRUE,1,0),0)+IFERROR(IF(VLOOKUP(AO350,X:Y,2,0)=TRUE,1,0),0)+IFERROR(IF(VLOOKUP(AP350,X:Y,2,0)=TRUE,1,0),0)+IF(AND(AM350>=Калькулятор!$C$14,AM350<=Калькулятор!$E$14),1,0)+IF(OR(AND(AS350>=Калькулятор!$C$11,AS350<=IF(ISBLANK(Калькулятор!$E$11),100000,Калькулятор!$E$11)),Калькулятор!$C$11&Калькулятор!$E$11=\"\"),1,0))=7,1,0)","v":0},{"$f":"SUM(AQ$2:AQ350)","v":240},{"$f":"IF(Калькулятор!$F$8<>70,ROUND(INDEX($C$6:$V$17,MATCH(AM350,$B$6:$B$17,0),MATCH(AK350&AL350,$C$2:$V$2,0))*(Калькулятор!$F$8/70)^справочно!$Y$2,0),ROUND(INDEX($C$6:$V$17,MATCH(AM350,$B$6:$B$17,0),MATCH(AK350&AL350,$C$2:$V$2,0)),0))","v":356},"ЗО",{"$f":"3.6*AV350/(4.19*(Калькулятор!$C$8-Калькулятор!$D$8))","v":30.621479713603819},{"$f":"IF(Калькулятор!$F$8<>70,INDEX($C$6:$V$17,MATCH(AM350,$B$6:$B$17,0),MATCH(AK350&AL350,$C$2:$V$2,0))*(Калькулятор!$F$8/70)^справочно!$Y$2,INDEX($C$6:$V$17,MATCH(AM350,$B$6:$B$17,0),MATCH(AK350&AL350,$C$2:$V$2,0)))","v":356.40000000000003}]
[null,null,null,null,null,null,null,null,null,null,null,null,null,null,null,null,null,null,null,null,null,null,null,null,null,null,"Конвектор внутрипольный Royal Thermo ATRIUM-110/250/1000-DG-U-LB","НС-1477264","RT-A-110/250/1000-DG-U-LB",3,5,9,13,18,21,23,110,250,1000,"DG","U","LB",{"$f":"IF((IFERROR(IF(VLOOKUP(AK351,X:Y,2,0)=TRUE,1,0),0)+IFERROR(IF(VLOOKUP(AL351,X:Y,2,0)=TRUE,1,0),0)+IFERROR(IF(VLOOKUP(AN351,X:Y,2,0)=TRUE,1,0),0)+IFERROR(IF(VLOOKUP(AO351,X:Y,2,0)=TRUE,1,0),0)+IFERROR(IF(VLOOKUP(AP351,X:Y,2,0)=TRUE,1,0),0)+IF(AND(AM351>=Калькулятор!$C$14,AM351<=Калькулятор!$E$14),1,0)+IF(OR(AND(AS351>=Калькулятор!$C$11,AS351<=IF(ISBLANK(Калькулятор!$E$11),100000,Калькулятор!$E$11)),Калькулятор!$C$11&Калькулятор!$E$11=\"\"),1,0))=7,1,0)","v":0},{"$f":"SUM(AQ$2:AQ351)","v":240},{"$f":"IF(Калькулятор!$F$8<>70,ROUND(INDEX($C$6:$V$17,MATCH(AM351,$B$6:$B$17,0),MATCH(AK351&AL351,$C$2:$V$2,0))*(Калькулятор!$F$8/70)^справочно!$Y$2,0),ROUND(INDEX($C$6:$V$17,MATCH(AM351,$B$6:$B$17,0),MATCH(AK351&AL351,$C$2:$V$2,0)),0))","v":475},"-",{"$f":"3.6*AV351/(4.19*(Калькулятор!$C$8-Калькулятор!$D$8))","v":40.828639618138425},{"$f":"IF(Калькулятор!$F$8<>70,INDEX($C$6:$V$17,MATCH(AM351,$B$6:$B$17,0),MATCH(AK351&AL351,$C$2:$V$2,0))*(Калькулятор!$F$8/70)^справочно!$Y$2,INDEX($C$6:$V$17,MATCH(AM351,$B$6:$B$17,0),MATCH(AK351&AL351,$C$2:$V$2,0)))","v":475.20000000000005}]
[null,null,null,null,null,null,null,null,null,null,null,null,null,null,null,null,null,null,null,null,null,null,null,null,null,null,"Конвектор внутрипольный Royal Thermo ATRIUM-110/250/1200-DG-U-LB","НС-1477267","RT-A-110/250/1200-DG-U-LB",3,5,9,13,18,21,23,110,250,1200,"DG","U","LB",{"$f":"IF((IFERROR(IF(VLOOKUP(AK352,X:Y,2,0)=TRUE,1,0),0)+IFERROR(IF(VLOOKUP(AL352,X:Y,2,0)=TRUE,1,0),0)+IFERROR(IF(VLOOKUP(AN352,X:Y,2,0)=TRUE,1,0),0)+IFERROR(IF(VLOOKUP(AO352,X:Y,2,0)=TRUE,1,0),0)+IFERROR(IF(VLOOKUP(AP352,X:Y,2,0)=TRUE,1,0),0)+IF(AND(AM352>=Калькулятор!$C$14,AM352<=Калькулятор!$E$14),1,0)+IF(OR(AND(AS352>=Калькулятор!$C$11,AS352<=IF(ISBLANK(Калькулятор!$E$11),100000,Калькулятор!$E$11)),Калькулятор!$C$11&Калькулятор!$E$11=\"\"),1,0))=7,1,0)","v":0},{"$f":"SUM(AQ$2:AQ352)","v":240},{"$f":"IF(Калькулятор!$F$8<>70,ROUND(INDEX($C$6:$V$17,MATCH(AM352,$B$6:$B$17,0),MATCH(AK352&AL352,$C$2:$V$2,0))*(Калькулятор!$F$8/70)^справочно!$Y$2,0),ROUND(INDEX($C$6:$V$17,MATCH(AM352,$B$6:$B$17,0),MATCH(AK352&AL352,$C$2:$V$2,0)),0))","v":595},"-",{"$f":"3.6*AV352/(4.19*(Калькулятор!$C$8-Калькулятор!$D$8))","v":51.130310262529832},{"$f":"IF(Калькулятор!$F$8<>70,INDEX($C$6:$V$17,MATCH(AM352,$B$6:$B$17,0),MATCH(AK352&AL352,$C$2:$V$2,0))*(Калькулятор!$F$8/70)^справочно!$Y$2,INDEX($C$6:$V$17,MATCH(AM352,$B$6:$B$17,0),MATCH(AK352&AL352,$C$2:$V$2,0)))","v":595.1}]
[null,null,null,null,null,null,null,null,null,null,null,null,null,null,null,null,null,null,null,null,null,null,null,null,null,null,"Конвектор внутрипольный Royal Thermo ATRIUM-110/250/1400-DG-U-LB","НС-1477270","RT-A-110/250/1400-DG-U-LB",3,5,9,13,18,21,23,110,250,1400,"DG","U","LB",{"$f":"IF((IFERROR(IF(VLOOKUP(AK353,X:Y,2,0)=TRUE,1,0),0)+IFERROR(IF(VLOOKUP(AL353,X:Y,2,0)=TRUE,1,0),0)+IFERROR(IF(VLOOKUP(AN353,X:Y,2,0)=TRUE,1,0),0)+IFERROR(IF(VLOOKUP(AO353,X:Y,2,0)=TRUE,1,0),0)+IFERROR(IF(VLOOKUP(AP353,X:Y,2,0)=TRUE,1,0),0)+IF(AND(AM353>=Калькулятор!$C$14,AM353<=Калькулятор!$E$14),1,0)+IF(OR(AND(AS353>=Калькулятор!$C$11,AS353<=IF(ISBLANK(Калькулятор!$E$11),100000,Калькулятор!$E$11)),Калькулятор!$C$11&Калькулятор!$E$11=\"\"),1,0))=7,1,0)","v":0},{"$f":"SUM(AQ$2:AQ353)","v":240},{"$f":"IF(Калькулятор!$F$8<>70,ROUND(INDEX($C$6:$V$17,MATCH(AM353,$B$6:$B$17,0),MATCH(AK353&AL353,$C$2:$V$2,0))*(Калькулятор!$F$8/70)^справочно!$Y$2,0),ROUND(INDEX($C$6:$V$17,MATCH(AM353,$B$6:$B$17,0),MATCH(AK353&AL353,$C$2:$V$2,0)),0))","v":714},"-",{"$f":"3.6*AV353/(4.19*(Калькулятор!$C$8-Калькулятор!$D$8))","v":61.337470167064438},{"$f":"IF(Калькулятор!$F$8<>70,INDEX($C$6:$V$17,MATCH(AM353,$B$6:$B$17,0),MATCH(AK353&AL353,$C$2:$V$2,0))*(Калькулятор!$F$8/70)^справочно!$Y$2,INDEX($C$6:$V$17,MATCH(AM353,$B$6:$B$17,0),MATCH(AK353&AL353,$C$2:$V$2,0)))","v":713.90000000000009}]
[null,null,null,null,null,null,null,null,null,null,null,null,null,null,null,null,null,null,null,null,null,null,null,null,null,null,"Конвектор внутрипольный Royal Thermo ATRIUM-110/250/1600-DG-U-LB","НС-1477273","RT-A-110/250/1600-DG-U-LB",3,5,9,13,18,21,23,110,250,1600,"DG","U","LB",{"$f":"IF((IFERROR(IF(VLOOKUP(AK354,X:Y,2,0)=TRUE,1,0),0)+IFERROR(IF(VLOOKUP(AL354,X:Y,2,0)=TRUE,1,0),0)+IFERROR(IF(VLOOKUP(AN354,X:Y,2,0)=TRUE,1,0),0)+IFERROR(IF(VLOOKUP(AO354,X:Y,2,0)=TRUE,1,0),0)+IFERROR(IF(VLOOKUP(AP354,X:Y,2,0)=TRUE,1,0),0)+IF(AND(AM354>=Калькулятор!$C$14,AM354<=Калькулятор!$E$14),1,0)+IF(OR(AND(AS354>=Калькулятор!$C$11,AS354<=IF(ISBLANK(Калькулятор!$E$11),100000,Калькулятор!$E$11)),Калькулятор!$C$11&Калькулятор!$E$11=\"\"),1,0))=7,1,0)","v":0},{"$f":"SUM(AQ$2:AQ354)","v":240},{"$f":"IF(Калькулятор!$F$8<>70,ROUND(INDEX($C$6:$V$17,MATCH(AM354,$B$6:$B$17,0),MATCH(AK354&AL354,$C$2:$V$2,0))*(Калькулятор!$F$8/70)^справочно!$Y$2,0),ROUND(INDEX($C$6:$V$17,MATCH(AM354,$B$6:$B$17,0),MATCH(AK354&AL354,$C$2:$V$2,0)),0))","v":834},"-",{"$f":"3.6*AV354/(4.19*(Калькулятор!$C$8-Калькулятор!$D$8))","v":71.639140811455846},{"$f":"IF(Калькулятор!$F$8<>70,INDEX($C$6:$V$17,MATCH(AM354,$B$6:$B$17,0),MATCH(AK354&AL354,$C$2:$V$2,0))*(Калькулятор!$F$8/70)^справочно!$Y$2,INDEX($C$6:$V$17,MATCH(AM354,$B$6:$B$17,0),MATCH(AK354&AL354,$C$2:$V$2,0)))","v":833.80000000000007}]
[null,null,null,null,null,null,null,null,null,null,null,null,null,null,null,null,null,null,null,null,null,null,null,null,null,null,"Конвектор внутрипольный Royal Thermo ATRIUM-110/250/1800-DG-U-LB","НС-1477276","RT-A-110/250/1800-DG-U-LB",3,5,9,13,18,21,23,110,250,1800,"DG","U","LB",{"$f":"IF((IFERROR(IF(VLOOKUP(AK355,X:Y,2,0)=TRUE,1,0),0)+IFERROR(IF(VLOOKUP(AL355,X:Y,2,0)=TRUE,1,0),0)+IFERROR(IF(VLOOKUP(AN355,X:Y,2,0)=TRUE,1,0),0)+IFERROR(IF(VLOOKUP(AO355,X:Y,2,0)=TRUE,1,0),0)+IFERROR(IF(VLOOKUP(AP355,X:Y,2,0)=TRUE,1,0),0)+IF(AND(AM355>=Калькулятор!$C$14,AM355<=Калькулятор!$E$14),1,0)+IF(OR(AND(AS355>=Калькулятор!$C$11,AS355<=IF(ISBLANK(Калькулятор!$E$11),100000,Калькулятор!$E$11)),Калькулятор!$C$11&Калькулятор!$E$11=\"\"),1,0))=7,1,0)","v":0},{"$f":"SUM(AQ$2:AQ355)","v":240},{"$f":"IF(Калькулятор!$F$8<>70,ROUND(INDEX($C$6:$V$17,MATCH(AM355,$B$6:$B$17,0),MATCH(AK355&AL355,$C$2:$V$2,0))*(Калькулятор!$F$8/70)^справочно!$Y$2,0),ROUND(INDEX($C$6:$V$17,MATCH(AM355,$B$6:$B$17,0),MATCH(AK355&AL355,$C$2:$V$2,0)),0))","v":954},"-",{"$f":"3.6*AV355/(4.19*(Калькулятор!$C$8-Калькулятор!$D$8))","v":81.940811455847253},{"$f":"IF(Калькулятор!$F$8<>70,INDEX($C$6:$V$17,MATCH(AM355,$B$6:$B$17,0),MATCH(AK355&AL355,$C$2:$V$2,0))*(Калькулятор!$F$8/70)^справочно!$Y$2,INDEX($C$6:$V$17,MATCH(AM355,$B$6:$B$17,0),MATCH(AK355&AL355,$C$2:$V$2,0)))","v":953.7}]
[null,null,null,null,null,null,null,null,null,null,null,null,null,null,null,null,null,null,null,null,null,null,null,null,null,null,"Конвектор внутрипольный Royal Thermo ATRIUM-110/250/2000-DG-U-LB","НС-1477279","RT-A-110/250/2000-DG-U-LB",3,5,9,13,18,21,23,110,250,2000,"DG","U","LB",{"$f":"IF((IFERROR(IF(VLOOKUP(AK356,X:Y,2,0)=TRUE,1,0),0)+IFERROR(IF(VLOOKUP(AL356,X:Y,2,0)=TRUE,1,0),0)+IFERROR(IF(VLOOKUP(AN356,X:Y,2,0)=TRUE,1,0),0)+IFERROR(IF(VLOOKUP(AO356,X:Y,2,0)=TRUE,1,0),0)+IFERROR(IF(VLOOKUP(AP356,X:Y,2,0)=TRUE,1,0),0)+IF(AND(AM356>=Калькулятор!$C$14,AM356<=Калькулятор!$E$14),1,0)+IF(OR(AND(AS356>=Калькулятор!$C$11,AS356<=IF(ISBLANK(Калькулятор!$E$11),100000,Калькулятор!$E$11)),Калькулятор!$C$11&Калькулятор!$E$11=\"\"),1,0))=7,1,0)","v":0},{"$f":"SUM(AQ$2:AQ356)","v":240},{"$f":"IF(Калькулятор!$F$8<>70,ROUND(INDEX($C$6:$V$17,MATCH(AM356,$B$6:$B$17,0),MATCH(AK356&AL356,$C$2:$V$2,0))*(Калькулятор!$F$8/70)^справочно!$Y$2,0),ROUND(INDEX($C$6:$V$17,MATCH(AM356,$B$6:$B$17,0),MATCH(AK356&AL356,$C$2:$V$2,0)),0))","v":1073},"-",{"$f":"3.6*AV356/(4.19*(Калькулятор!$C$8-Калькулятор!$D$8))","v":92.147971360381845},{"$f":"IF(Калькулятор!$F$8<>70,INDEX($C$6:$V$17,MATCH(AM356,$B$6:$B$17,0),MATCH(AK356&AL356,$C$2:$V$2,0))*(Калькулятор!$F$8/70)^справочно!$Y$2,INDEX($C$6:$V$17,MATCH(AM356,$B$6:$B$17,0),MATCH(AK356&AL356,$C$2:$V$2,0)))","v":1072.5}]
[null,null,null,null,null,null,null,null,null,null,null,null,null,null,null,null,null,null,null,null,null,null,null,null,null,null,"Конвектор внутрипольный Royal Thermo ATRIUM-110/250/2200-DG-U-LB","НС-1477282","RT-A-110/250/2200-DG-U-LB",3,5,9,13,18,21,23,110,250,2200,"DG","U","LB",{"$f":"IF((IFERROR(IF(VLOOKUP(AK357,X:Y,2,0)=TRUE,1,0),0)+IFERROR(IF(VLOOKUP(AL357,X:Y,2,0)=TRUE,1,0),0)+IFERROR(IF(VLOOKUP(AN357,X:Y,2,0)=TRUE,1,0),0)+IFERROR(IF(VLOOKUP(AO357,X:Y,2,0)=TRUE,1,0),0)+IFERROR(IF(VLOOKUP(AP357,X:Y,2,0)=TRUE,1,0),0)+IF(AND(AM357>=Калькулятор!$C$14,AM357<=Калькулятор!$E$14),1,0)+IF(OR(AND(AS357>=Калькулятор!$C$11,AS357<=IF(ISBLANK(Калькулятор!$E$11),100000,Калькулятор!$E$11)),Калькулятор!$C$11&Калькулятор!$E$11=\"\"),1,0))=7,1,0)","v":0},{"$f":"SUM(AQ$2:AQ357)","v":240},{"$f":"IF(Калькулятор!$F$8<>70,ROUND(INDEX($C$6:$V$17,MATCH(AM357,$B$6:$B$17,0),MATCH(AK357&AL357,$C$2:$V$2,0))*(Калькулятор!$F$8/70)^справочно!$Y$2,0),ROUND(INDEX($C$6:$V$17,MATCH(AM357,$B$6:$B$17,0),MATCH(AK357&AL357,$C$2:$V$2,0)),0))","v":1191},"-",{"$f":"3.6*AV357/(4.19*(Калькулятор!$C$8-Калькулятор!$D$8))","v":102.35513126491648},{"$f":"IF(Калькулятор!$F$8<>70,INDEX($C$6:$V$17,MATCH(AM357,$B$6:$B$17,0),MATCH(AK357&AL357,$C$2:$V$2,0))*(Калькулятор!$F$8/70)^справочно!$Y$2,INDEX($C$6:$V$17,MATCH(AM357,$B$6:$B$17,0),MATCH(AK357&AL357,$C$2:$V$2,0)))","v":1191.3000000000002}]
[null,null,null,null,null,null,null,null,null,null,null,null,null,null,null,null,null,null,null,null,null,null,null,null,null,null,"Конвектор внутрипольный Royal Thermo ATRIUM-110/250/2400-DG-U-LB","НС-1477285","RT-A-110/250/2400-DG-U-LB",3,5,9,13,18,21,23,110,250,2400,"DG","U","LB",{"$f":"IF((IFERROR(IF(VLOOKUP(AK358,X:Y,2,0)=TRUE,1,0),0)+IFERROR(IF(VLOOKUP(AL358,X:Y,2,0)=TRUE,1,0),0)+IFERROR(IF(VLOOKUP(AN358,X:Y,2,0)=TRUE,1,0),0)+IFERROR(IF(VLOOKUP(AO358,X:Y,2,0)=TRUE,1,0),0)+IFERROR(IF(VLOOKUP(AP358,X:Y,2,0)=TRUE,1,0),0)+IF(AND(AM358>=Калькулятор!$C$14,AM358<=Калькулятор!$E$14),1,0)+IF(OR(AND(AS358>=Калькулятор!$C$11,AS358<=IF(ISBLANK(Калькулятор!$E$11),100000,Калькулятор!$E$11)),Калькулятор!$C$11&Калькулятор!$E$11=\"\"),1,0))=7,1,0)","v":0},{"$f":"SUM(AQ$2:AQ358)","v":240},{"$f":"IF(Калькулятор!$F$8<>70,ROUND(INDEX($C$6:$V$17,MATCH(AM358,$B$6:$B$17,0),MATCH(AK358&AL358,$C$2:$V$2,0))*(Калькулятор!$F$8/70)^справочно!$Y$2,0),ROUND(INDEX($C$6:$V$17,MATCH(AM358,$B$6:$B$17,0),MATCH(AK358&AL358,$C$2:$V$2,0)),0))","v":1338},"-",{"$f":"3.6*AV358/(4.19*(Калькулятор!$C$8-Калькулятор!$D$8))","v":114.92505966587112},{"$f":"IF(Калькулятор!$F$8<>70,INDEX($C$6:$V$17,MATCH(AM358,$B$6:$B$17,0),MATCH(AK358&AL358,$C$2:$V$2,0))*(Калькулятор!$F$8/70)^справочно!$Y$2,INDEX($C$6:$V$17,MATCH(AM358,$B$6:$B$17,0),MATCH(AK358&AL358,$C$2:$V$2,0)))","v":1337.6000000000001}]
[null,null,null,null,null,null,null,null,null,null,null,null,null,null,null,null,null,null,null,null,null,null,null,null,null,null,"Конвектор внутрипольный Royal Thermo ATRIUM-110/250/2600-DG-U-LB","НС-1477288","RT-A-110/250/2600-DG-U-LB",3,5,9,13,18,21,23,110,250,2600,"DG","U","LB",{"$f":"IF((IFERROR(IF(VLOOKUP(AK359,X:Y,2,0)=TRUE,1,0),0)+IFERROR(IF(VLOOKUP(AL359,X:Y,2,0)=TRUE,1,0),0)+IFERROR(IF(VLOOKUP(AN359,X:Y,2,0)=TRUE,1,0),0)+IFERROR(IF(VLOOKUP(AO359,X:Y,2,0)=TRUE,1,0),0)+IFERROR(IF(VLOOKUP(AP359,X:Y,2,0)=TRUE,1,0),0)+IF(AND(AM359>=Калькулятор!$C$14,AM359<=Калькулятор!$E$14),1,0)+IF(OR(AND(AS359>=Калькулятор!$C$11,AS359<=IF(ISBLANK(Калькулятор!$E$11),100000,Калькулятор!$E$11)),Калькулятор!$C$11&Калькулятор!$E$11=\"\"),1,0))=7,1,0)","v":0},{"$f":"SUM(AQ$2:AQ359)","v":240},{"$f":"IF(Калькулятор!$F$8<>70,ROUND(INDEX($C$6:$V$17,MATCH(AM359,$B$6:$B$17,0),MATCH(AK359&AL359,$C$2:$V$2,0))*(Калькулятор!$F$8/70)^справочно!$Y$2,0),ROUND(INDEX($C$6:$V$17,MATCH(AM359,$B$6:$B$17,0),MATCH(AK359&AL359,$C$2:$V$2,0)),0))","v":1458},"ЗО",{"$f":"3.6*AV359/(4.19*(Калькулятор!$C$8-Калькулятор!$D$8))","v":125.22673031026254},{"$f":"IF(Калькулятор!$F$8<>70,INDEX($C$6:$V$17,MATCH(AM359,$B$6:$B$17,0),MATCH(AK359&AL359,$C$2:$V$2,0))*(Калькулятор!$F$8/70)^справочно!$Y$2,INDEX($C$6:$V$17,MATCH(AM359,$B$6:$B$17,0),MATCH(AK359&AL359,$C$2:$V$2,0)))","v":1457.5000000000002}]
[null,null,null,null,null,null,null,null,null,null,null,null,null,null,null,null,null,null,null,null,null,null,null,null,null,null,"Конвектор внутрипольный Royal Thermo ATRIUM-110/250/2800-DG-U-LB","НС-1477291","RT-A-110/250/2800-DG-U-LB",3,5,9,13,18,21,23,110,250,2800,"DG","U","LB",{"$f":"IF((IFERROR(IF(VLOOKUP(AK360,X:Y,2,0)=TRUE,1,0),0)+IFERROR(IF(VLOOKUP(AL360,X:Y,2,0)=TRUE,1,0),0)+IFERROR(IF(VLOOKUP(AN360,X:Y,2,0)=TRUE,1,0),0)+IFERROR(IF(VLOOKUP(AO360,X:Y,2,0)=TRUE,1,0),0)+IFERROR(IF(VLOOKUP(AP360,X:Y,2,0)=TRUE,1,0),0)+IF(AND(AM360>=Калькулятор!$C$14,AM360<=Калькулятор!$E$14),1,0)+IF(OR(AND(AS360>=Калькулятор!$C$11,AS360<=IF(ISBLANK(Калькулятор!$E$11),100000,Калькулятор!$E$11)),Калькулятор!$C$11&Калькулятор!$E$11=\"\"),1,0))=7,1,0)","v":0},{"$f":"SUM(AQ$2:AQ360)","v":240},{"$f":"IF(Калькулятор!$F$8<>70,ROUND(INDEX($C$6:$V$17,MATCH(AM360,$B$6:$B$17,0),MATCH(AK360&AL360,$C$2:$V$2,0))*(Калькулятор!$F$8/70)^справочно!$Y$2,0),ROUND(INDEX($C$6:$V$17,MATCH(AM360,$B$6:$B$17,0),MATCH(AK360&AL360,$C$2:$V$2,0)),0))","v":1576},"ЗО",{"$f":"3.6*AV360/(4.19*(Калькулятор!$C$8-Калькулятор!$D$8))","v":135.43389021479715},{"$f":"IF(Калькулятор!$F$8<>70,INDEX($C$6:$V$17,MATCH(AM360,$B$6:$B$17,0),MATCH(AK360&AL360,$C$2:$V$2,0))*(Калькулятор!$F$8/70)^справочно!$Y$2,INDEX($C$6:$V$17,MATCH(AM360,$B$6:$B$17,0),MATCH(AK360&AL360,$C$2:$V$2,0)))","v":1576.3000000000002}]
[null,null,null,null,null,null,null,null,null,null,null,null,null,null,null,null,null,null,null,null,null,null,null,null,null,null,"Конвектор внутрипольный Royal Thermo ATRIUM-110/250/3000-DG-U-LB","НС-1477294","RT-A-110/250/3000-DG-U-LB",3,5,9,13,18,21,23,110,250,3000,"DG","U","LB",{"$f":"IF((IFERROR(IF(VLOOKUP(AK361,X:Y,2,0)=TRUE,1,0),0)+IFERROR(IF(VLOOKUP(AL361,X:Y,2,0)=TRUE,1,0),0)+IFERROR(IF(VLOOKUP(AN361,X:Y,2,0)=TRUE,1,0),0)+IFERROR(IF(VLOOKUP(AO361,X:Y,2,0)=TRUE,1,0),0)+IFERROR(IF(VLOOKUP(AP361,X:Y,2,0)=TRUE,1,0),0)+IF(AND(AM361>=Калькулятор!$C$14,AM361<=Калькулятор!$E$14),1,0)+IF(OR(AND(AS361>=Калькулятор!$C$11,AS361<=IF(ISBLANK(Калькулятор!$E$11),100000,Калькулятор!$E$11)),Калькулятор!$C$11&Калькулятор!$E$11=\"\"),1,0))=7,1,0)","v":0},{"$f":"SUM(AQ$2:AQ361)","v":240},{"$f":"IF(Калькулятор!$F$8<>70,ROUND(INDEX($C$6:$V$17,MATCH(AM361,$B$6:$B$17,0),MATCH(AK361&AL361,$C$2:$V$2,0))*(Калькулятор!$F$8/70)^справочно!$Y$2,0),ROUND(INDEX($C$6:$V$17,MATCH(AM361,$B$6:$B$17,0),MATCH(AK361&AL361,$C$2:$V$2,0)),0))","v":1695},"ЗО",{"$f":"3.6*AV361/(4.19*(Калькулятор!$C$8-Калькулятор!$D$8))","v":145.64105011933174},{"$f":"IF(Калькулятор!$F$8<>70,INDEX($C$6:$V$17,MATCH(AM361,$B$6:$B$17,0),MATCH(AK361&AL361,$C$2:$V$2,0))*(Калькулятор!$F$8/70)^справочно!$Y$2,INDEX($C$6:$V$17,MATCH(AM361,$B$6:$B$17,0),MATCH(AK361&AL361,$C$2:$V$2,0)))","v":1695.1000000000001}]
[null,null,null,null,null,null,null,null,null,null,null,null,null,null,null,null,null,null,null,null,null,null,null,null,null,null,"Конвектор внутрипольный Royal Thermo ATRIUM-110/300/800-DG-U-LB","НС-1477336","RT-A-110/300/800-DG-U-LB",3,5,9,13,17,20,22,110,300,800,"DG","U","LB",{"$f":"IF((IFERROR(IF(VLOOKUP(AK362,X:Y,2,0)=TRUE,1,0),0)+IFERROR(IF(VLOOKUP(AL362,X:Y,2,0)=TRUE,1,0),0)+IFERROR(IF(VLOOKUP(AN362,X:Y,2,0)=TRUE,1,0),0)+IFERROR(IF(VLOOKUP(AO362,X:Y,2,0)=TRUE,1,0),0)+IFERROR(IF(VLOOKUP(AP362,X:Y,2,0)=TRUE,1,0),0)+IF(AND(AM362>=Калькулятор!$C$14,AM362<=Калькулятор!$E$14),1,0)+IF(OR(AND(AS362>=Калькулятор!$C$11,AS362<=IF(ISBLANK(Калькулятор!$E$11),100000,Калькулятор!$E$11)),Калькулятор!$C$11&Калькулятор!$E$11=\"\"),1,0))=7,1,0)","v":0},{"$f":"SUM(AQ$2:AQ362)","v":240},{"$f":"IF(Калькулятор!$F$8<>70,ROUND(INDEX($C$6:$V$17,MATCH(AM362,$B$6:$B$17,0),MATCH(AK362&AL362,$C$2:$V$2,0))*(Калькулятор!$F$8/70)^справочно!$Y$2,0),ROUND(INDEX($C$6:$V$17,MATCH(AM362,$B$6:$B$17,0),MATCH(AK362&AL362,$C$2:$V$2,0)),0))","v":470},"ЗО",{"$f":"3.6*AV362/(4.19*(Калькулятор!$C$8-Калькулятор!$D$8))","v":40.356085918854419},{"$f":"IF(Калькулятор!$F$8<>70,INDEX($C$6:$V$17,MATCH(AM362,$B$6:$B$17,0),MATCH(AK362&AL362,$C$2:$V$2,0))*(Калькулятор!$F$8/70)^справочно!$Y$2,INDEX($C$6:$V$17,MATCH(AM362,$B$6:$B$17,0),MATCH(AK362&AL362,$C$2:$V$2,0)))","v":469.70000000000005}]
[null,null,null,null,null,null,null,null,null,null,null,null,null,null,null,null,null,null,null,null,null,null,null,null,null,null,"Конвектор внутрипольный Royal Thermo ATRIUM-110/300/1000-DG-U-LB","НС-1477303","RT-A-110/300/1000-DG-U-LB",3,5,9,13,18,21,23,110,300,1000,"DG","U","LB",{"$f":"IF((IFERROR(IF(VLOOKUP(AK363,X:Y,2,0)=TRUE,1,0),0)+IFERROR(IF(VLOOKUP(AL363,X:Y,2,0)=TRUE,1,0),0)+IFERROR(IF(VLOOKUP(AN363,X:Y,2,0)=TRUE,1,0),0)+IFERROR(IF(VLOOKUP(AO363,X:Y,2,0)=TRUE,1,0),0)+IFERROR(IF(VLOOKUP(AP363,X:Y,2,0)=TRUE,1,0),0)+IF(AND(AM363>=Калькулятор!$C$14,AM363<=Калькулятор!$E$14),1,0)+IF(OR(AND(AS363>=Калькулятор!$C$11,AS363<=IF(ISBLANK(Калькулятор!$E$11),100000,Калькулятор!$E$11)),Калькулятор!$C$11&Калькулятор!$E$11=\"\"),1,0))=7,1,0)","v":0},{"$f":"SUM(AQ$2:AQ363)","v":240},{"$f":"IF(Калькулятор!$F$8<>70,ROUND(INDEX($C$6:$V$17,MATCH(AM363,$B$6:$B$17,0),MATCH(AK363&AL363,$C$2:$V$2,0))*(Калькулятор!$F$8/70)^справочно!$Y$2,0),ROUND(INDEX($C$6:$V$17,MATCH(AM363,$B$6:$B$17,0),MATCH(AK363&AL363,$C$2:$V$2,0)),0))","v":605},"ЗО",{"$f":"3.6*AV363/(4.19*(Калькулятор!$C$8-Калькулятор!$D$8))","v":51.980906921241044},{"$f":"IF(Калькулятор!$F$8<>70,INDEX($C$6:$V$17,MATCH(AM363,$B$6:$B$17,0),MATCH(AK363&AL363,$C$2:$V$2,0))*(Калькулятор!$F$8/70)^справочно!$Y$2,INDEX($C$6:$V$17,MATCH(AM363,$B$6:$B$17,0),MATCH(AK363&AL363,$C$2:$V$2,0)))","v":605}]
[null,null,null,null,null,null,null,null,null,null,null,null,null,null,null,null,null,null,null,null,null,null,null,null,null,null,"Конвектор внутрипольный Royal Thermo ATRIUM-110/300/1200-DG-U-LB","НС-1477306","RT-A-110/300/1200-DG-U-LB",3,5,9,13,18,21,23,110,300,1200,"DG","U","LB",{"$f":"IF((IFERROR(IF(VLOOKUP(AK364,X:Y,2,0)=TRUE,1,0),0)+IFERROR(IF(VLOOKUP(AL364,X:Y,2,0)=TRUE,1,0),0)+IFERROR(IF(VLOOKUP(AN364,X:Y,2,0)=TRUE,1,0),0)+IFERROR(IF(VLOOKUP(AO364,X:Y,2,0)=TRUE,1,0),0)+IFERROR(IF(VLOOKUP(AP364,X:Y,2,0)=TRUE,1,0),0)+IF(AND(AM364>=Калькулятор!$C$14,AM364<=Калькулятор!$E$14),1,0)+IF(OR(AND(AS364>=Калькулятор!$C$11,AS364<=IF(ISBLANK(Калькулятор!$E$11),100000,Калькулятор!$E$11)),Калькулятор!$C$11&Калькулятор!$E$11=\"\"),1,0))=7,1,0)","v":0},{"$f":"SUM(AQ$2:AQ364)","v":240},{"$f":"IF(Калькулятор!$F$8<>70,ROUND(INDEX($C$6:$V$17,MATCH(AM364,$B$6:$B$17,0),MATCH(AK364&AL364,$C$2:$V$2,0))*(Калькулятор!$F$8/70)^справочно!$Y$2,0),ROUND(INDEX($C$6:$V$17,MATCH(AM364,$B$6:$B$17,0),MATCH(AK364&AL364,$C$2:$V$2,0)),0))","v":741},"ЗО",{"$f":"3.6*AV364/(4.19*(Калькулятор!$C$8-Калькулятор!$D$8))","v":63.700238663484491},{"$f":"IF(Калькулятор!$F$8<>70,INDEX($C$6:$V$17,MATCH(AM364,$B$6:$B$17,0),MATCH(AK364&AL364,$C$2:$V$2,0))*(Калькулятор!$F$8/70)^справочно!$Y$2,INDEX($C$6:$V$17,MATCH(AM364,$B$6:$B$17,0),MATCH(AK364&AL364,$C$2:$V$2,0)))","v":741.40000000000009}]
[null,null,null,null,null,null,null,null,null,null,null,null,null,null,null,null,null,null,null,null,null,null,null,null,null,null,"Конвектор внутрипольный Royal Thermo ATRIUM-110/300/1400-DG-U-LB","НС-1477309","RT-A-110/300/1400-DG-U-LB",3,5,9,13,18,21,23,110,300,1400,"DG","U","LB",{"$f":"IF((IFERROR(IF(VLOOKUP(AK365,X:Y,2,0)=TRUE,1,0),0)+IFERROR(IF(VLOOKUP(AL365,X:Y,2,0)=TRUE,1,0),0)+IFERROR(IF(VLOOKUP(AN365,X:Y,2,0)=TRUE,1,0),0)+IFERROR(IF(VLOOKUP(AO365,X:Y,2,0)=TRUE,1,0),0)+IFERROR(IF(VLOOKUP(AP365,X:Y,2,0)=TRUE,1,0),0)+IF(AND(AM365>=Калькулятор!$C$14,AM365<=Калькулятор!$E$14),1,0)+IF(OR(AND(AS365>=Калькулятор!$C$11,AS365<=IF(ISBLANK(Калькулятор!$E$11),100000,Калькулятор!$E$11)),Калькулятор!$C$11&Калькулятор!$E$11=\"\"),1,0))=7,1,0)","v":0},{"$f":"SUM(AQ$2:AQ365)","v":240},{"$f":"IF(Калькулятор!$F$8<>70,ROUND(INDEX($C$6:$V$17,MATCH(AM365,$B$6:$B$17,0),MATCH(AK365&AL365,$C$2:$V$2,0))*(Калькулятор!$F$8/70)^справочно!$Y$2,0),ROUND(INDEX($C$6:$V$17,MATCH(AM365,$B$6:$B$17,0),MATCH(AK365&AL365,$C$2:$V$2,0)),0))","v":877},"ЗО",{"$f":"3.6*AV365/(4.19*(Калькулятор!$C$8-Калькулятор!$D$8))","v":75.325059665871123},{"$f":"IF(Калькулятор!$F$8<>70,INDEX($C$6:$V$17,MATCH(AM365,$B$6:$B$17,0),MATCH(AK365&AL365,$C$2:$V$2,0))*(Калькулятор!$F$8/70)^справочно!$Y$2,INDEX($C$6:$V$17,MATCH(AM365,$B$6:$B$17,0),MATCH(AK365&AL365,$C$2:$V$2,0)))","v":876.7}]
[null,null,null,null,null,null,null,null,null,null,null,null,null,null,null,null,null,null,null,null,null,null,null,null,null,null,"Конвектор внутрипольный Royal Thermo ATRIUM-110/300/1600-DG-U-LB","НС-1477312","RT-A-110/300/1600-DG-U-LB",3,5,9,13,18,21,23,110,300,1600,"DG","U","LB",{"$f":"IF((IFERROR(IF(VLOOKUP(AK366,X:Y,2,0)=TRUE,1,0),0)+IFERROR(IF(VLOOKUP(AL366,X:Y,2,0)=TRUE,1,0),0)+IFERROR(IF(VLOOKUP(AN366,X:Y,2,0)=TRUE,1,0),0)+IFERROR(IF(VLOOKUP(AO366,X:Y,2,0)=TRUE,1,0),0)+IFERROR(IF(VLOOKUP(AP366,X:Y,2,0)=TRUE,1,0),0)+IF(AND(AM366>=Калькулятор!$C$14,AM366<=Калькулятор!$E$14),1,0)+IF(OR(AND(AS366>=Калькулятор!$C$11,AS366<=IF(ISBLANK(Калькулятор!$E$11),100000,Калькулятор!$E$11)),Калькулятор!$C$11&Калькулятор!$E$11=\"\"),1,0))=7,1,0)","v":0},{"$f":"SUM(AQ$2:AQ366)","v":240},{"$f":"IF(Калькулятор!$F$8<>70,ROUND(INDEX($C$6:$V$17,MATCH(AM366,$B$6:$B$17,0),MATCH(AK366&AL366,$C$2:$V$2,0))*(Калькулятор!$F$8/70)^справочно!$Y$2,0),ROUND(INDEX($C$6:$V$17,MATCH(AM366,$B$6:$B$17,0),MATCH(AK366&AL366,$C$2:$V$2,0)),0))","v":1012},"ЗО",{"$f":"3.6*AV366/(4.19*(Калькулятор!$C$8-Калькулятор!$D$8))","v":86.949880668257748},{"$f":"IF(Калькулятор!$F$8<>70,INDEX($C$6:$V$17,MATCH(AM366,$B$6:$B$17,0),MATCH(AK366&AL366,$C$2:$V$2,0))*(Калькулятор!$F$8/70)^справочно!$Y$2,INDEX($C$6:$V$17,MATCH(AM366,$B$6:$B$17,0),MATCH(AK366&AL366,$C$2:$V$2,0)))","v":1012.0000000000001}]
[null,null,null,null,null,null,null,null,null,null,null,null,null,null,null,null,null,null,null,null,null,null,null,null,null,null,"Конвектор внутрипольный Royal Thermo ATRIUM-110/300/1800-DG-U-LB","НС-1477315","RT-A-110/300/1800-DG-U-LB",3,5,9,13,18,21,23,110,300,1800,"DG","U","LB",{"$f":"IF((IFERROR(IF(VLOOKUP(AK367,X:Y,2,0)=TRUE,1,0),0)+IFERROR(IF(VLOOKUP(AL367,X:Y,2,0)=TRUE,1,0),0)+IFERROR(IF(VLOOKUP(AN367,X:Y,2,0)=TRUE,1,0),0)+IFERROR(IF(VLOOKUP(AO367,X:Y,2,0)=TRUE,1,0),0)+IFERROR(IF(VLOOKUP(AP367,X:Y,2,0)=TRUE,1,0),0)+IF(AND(AM367>=Калькулятор!$C$14,AM367<=Калькулятор!$E$14),1,0)+IF(OR(AND(AS367>=Калькулятор!$C$11,AS367<=IF(ISBLANK(Калькулятор!$E$11),100000,Калькулятор!$E$11)),Калькулятор!$C$11&Калькулятор!$E$11=\"\"),1,0))=7,1,0)","v":0},{"$f":"SUM(AQ$2:AQ367)","v":240},{"$f":"IF(Калькулятор!$F$8<>70,ROUND(INDEX($C$6:$V$17,MATCH(AM367,$B$6:$B$17,0),MATCH(AK367&AL367,$C$2:$V$2,0))*(Калькулятор!$F$8/70)^справочно!$Y$2,0),ROUND(INDEX($C$6:$V$17,MATCH(AM367,$B$6:$B$17,0),MATCH(AK367&AL367,$C$2:$V$2,0)),0))","v":1147},"ЗО",{"$f":"3.6*AV367/(4.19*(Калькулятор!$C$8-Калькулятор!$D$8))","v":98.574701670644387},{"$f":"IF(Калькулятор!$F$8<>70,INDEX($C$6:$V$17,MATCH(AM367,$B$6:$B$17,0),MATCH(AK367&AL367,$C$2:$V$2,0))*(Калькулятор!$F$8/70)^справочно!$Y$2,INDEX($C$6:$V$17,MATCH(AM367,$B$6:$B$17,0),MATCH(AK367&AL367,$C$2:$V$2,0)))","v":1147.3000000000002}]
[null,null,null,null,null,null,null,null,null,null,null,null,null,null,null,null,null,null,null,null,null,null,null,null,null,null,"Конвектор внутрипольный Royal Thermo ATRIUM-110/300/2000-DG-U-LB","НС-1477318","RT-A-110/300/2000-DG-U-LB",3,5,9,13,18,21,23,110,300,2000,"DG","U","LB",{"$f":"IF((IFERROR(IF(VLOOKUP(AK368,X:Y,2,0)=TRUE,1,0),0)+IFERROR(IF(VLOOKUP(AL368,X:Y,2,0)=TRUE,1,0),0)+IFERROR(IF(VLOOKUP(AN368,X:Y,2,0)=TRUE,1,0),0)+IFERROR(IF(VLOOKUP(AO368,X:Y,2,0)=TRUE,1,0),0)+IFERROR(IF(VLOOKUP(AP368,X:Y,2,0)=TRUE,1,0),0)+IF(AND(AM368>=Калькулятор!$C$14,AM368<=Калькулятор!$E$14),1,0)+IF(OR(AND(AS368>=Калькулятор!$C$11,AS368<=IF(ISBLANK(Калькулятор!$E$11),100000,Калькулятор!$E$11)),Калькулятор!$C$11&Калькулятор!$E$11=\"\"),1,0))=7,1,0)","v":0},{"$f":"SUM(AQ$2:AQ368)","v":240},{"$f":"IF(Калькулятор!$F$8<>70,ROUND(INDEX($C$6:$V$17,MATCH(AM368,$B$6:$B$17,0),MATCH(AK368&AL368,$C$2:$V$2,0))*(Калькулятор!$F$8/70)^справочно!$Y$2,0),ROUND(INDEX($C$6:$V$17,MATCH(AM368,$B$6:$B$17,0),MATCH(AK368&AL368,$C$2:$V$2,0)),0))","v":1284},"ЗО",{"$f":"3.6*AV368/(4.19*(Калькулятор!$C$8-Калькулятор!$D$8))","v":110.29403341288783},{"$f":"IF(Калькулятор!$F$8<>70,INDEX($C$6:$V$17,MATCH(AM368,$B$6:$B$17,0),MATCH(AK368&AL368,$C$2:$V$2,0))*(Калькулятор!$F$8/70)^справочно!$Y$2,INDEX($C$6:$V$17,MATCH(AM368,$B$6:$B$17,0),MATCH(AK368&AL368,$C$2:$V$2,0)))","v":1283.7}]
[null,null,null,null,null,null,null,null,null,null,null,null,null,null,null,null,null,null,null,null,null,null,null,null,null,null,"Конвектор внутрипольный Royal Thermo ATRIUM-110/300/2200-DG-U-LB","НС-1477321","RT-A-110/300/2200-DG-U-LB",3,5,9,13,18,21,23,110,300,2200,"DG","U","LB",{"$f":"IF((IFERROR(IF(VLOOKUP(AK369,X:Y,2,0)=TRUE,1,0),0)+IFERROR(IF(VLOOKUP(AL369,X:Y,2,0)=TRUE,1,0),0)+IFERROR(IF(VLOOKUP(AN369,X:Y,2,0)=TRUE,1,0),0)+IFERROR(IF(VLOOKUP(AO369,X:Y,2,0)=TRUE,1,0),0)+IFERROR(IF(VLOOKUP(AP369,X:Y,2,0)=TRUE,1,0),0)+IF(AND(AM369>=Калькулятор!$C$14,AM369<=Калькулятор!$E$14),1,0)+IF(OR(AND(AS369>=Калькулятор!$C$11,AS369<=IF(ISBLANK(Калькулятор!$E$11),100000,Калькулятор!$E$11)),Калькулятор!$C$11&Калькулятор!$E$11=\"\"),1,0))=7,1,0)","v":0},{"$f":"SUM(AQ$2:AQ369)","v":240},{"$f":"IF(Калькулятор!$F$8<>70,ROUND(INDEX($C$6:$V$17,MATCH(AM369,$B$6:$B$17,0),MATCH(AK369&AL369,$C$2:$V$2,0))*(Калькулятор!$F$8/70)^справочно!$Y$2,0),ROUND(INDEX($C$6:$V$17,MATCH(AM369,$B$6:$B$17,0),MATCH(AK369&AL369,$C$2:$V$2,0)),0))","v":1419},"ЗО",{"$f":"3.6*AV369/(4.19*(Калькулятор!$C$8-Калькулятор!$D$8))","v":121.91885441527445},{"$f":"IF(Калькулятор!$F$8<>70,INDEX($C$6:$V$17,MATCH(AM369,$B$6:$B$17,0),MATCH(AK369&AL369,$C$2:$V$2,0))*(Калькулятор!$F$8/70)^справочно!$Y$2,INDEX($C$6:$V$17,MATCH(AM369,$B$6:$B$17,0),MATCH(AK369&AL369,$C$2:$V$2,0)))","v":1419.0000000000002}]
[null,null,null,null,null,null,null,null,null,null,null,null,null,null,null,null,null,null,null,null,null,null,null,null,null,null,"Конвектор внутрипольный Royal Thermo ATRIUM-110/300/2400-DG-U-LB","НС-1477324","RT-A-110/300/2400-DG-U-LB",3,5,9,13,18,21,23,110,300,2400,"DG","U","LB",{"$f":"IF((IFERROR(IF(VLOOKUP(AK370,X:Y,2,0)=TRUE,1,0),0)+IFERROR(IF(VLOOKUP(AL370,X:Y,2,0)=TRUE,1,0),0)+IFERROR(IF(VLOOKUP(AN370,X:Y,2,0)=TRUE,1,0),0)+IFERROR(IF(VLOOKUP(AO370,X:Y,2,0)=TRUE,1,0),0)+IFERROR(IF(VLOOKUP(AP370,X:Y,2,0)=TRUE,1,0),0)+IF(AND(AM370>=Калькулятор!$C$14,AM370<=Калькулятор!$E$14),1,0)+IF(OR(AND(AS370>=Калькулятор!$C$11,AS370<=IF(ISBLANK(Калькулятор!$E$11),100000,Калькулятор!$E$11)),Калькулятор!$C$11&Калькулятор!$E$11=\"\"),1,0))=7,1,0)","v":0},{"$f":"SUM(AQ$2:AQ370)","v":240},{"$f":"IF(Калькулятор!$F$8<>70,ROUND(INDEX($C$6:$V$17,MATCH(AM370,$B$6:$B$17,0),MATCH(AK370&AL370,$C$2:$V$2,0))*(Калькулятор!$F$8/70)^справочно!$Y$2,0),ROUND(INDEX($C$6:$V$17,MATCH(AM370,$B$6:$B$17,0),MATCH(AK370&AL370,$C$2:$V$2,0)),0))","v":1554},"ЗО",{"$f":"3.6*AV370/(4.19*(Калькулятор!$C$8-Калькулятор!$D$8))","v":133.54367541766109},{"$f":"IF(Калькулятор!$F$8<>70,INDEX($C$6:$V$17,MATCH(AM370,$B$6:$B$17,0),MATCH(AK370&AL370,$C$2:$V$2,0))*(Калькулятор!$F$8/70)^справочно!$Y$2,INDEX($C$6:$V$17,MATCH(AM370,$B$6:$B$17,0),MATCH(AK370&AL370,$C$2:$V$2,0)))","v":1554.3000000000002}]
[null,null,null,null,null,null,null,null,null,null,null,null,null,null,null,null,null,null,null,null,null,null,null,null,null,null,"Конвектор внутрипольный Royal Thermo ATRIUM-110/300/2600-DG-U-LB","НС-1477327","RT-A-110/300/2600-DG-U-LB",3,5,9,13,18,21,23,110,300,2600,"DG","U","LB",{"$f":"IF((IFERROR(IF(VLOOKUP(AK371,X:Y,2,0)=TRUE,1,0),0)+IFERROR(IF(VLOOKUP(AL371,X:Y,2,0)=TRUE,1,0),0)+IFERROR(IF(VLOOKUP(AN371,X:Y,2,0)=TRUE,1,0),0)+IFERROR(IF(VLOOKUP(AO371,X:Y,2,0)=TRUE,1,0),0)+IFERROR(IF(VLOOKUP(AP371,X:Y,2,0)=TRUE,1,0),0)+IF(AND(AM371>=Калькулятор!$C$14,AM371<=Калькулятор!$E$14),1,0)+IF(OR(AND(AS371>=Калькулятор!$C$11,AS371<=IF(ISBLANK(Калькулятор!$E$11),100000,Калькулятор!$E$11)),Калькулятор!$C$11&Калькулятор!$E$11=\"\"),1,0))=7,1,0)","v":0},{"$f":"SUM(AQ$2:AQ371)","v":240},{"$f":"IF(Калькулятор!$F$8<>70,ROUND(INDEX($C$6:$V$17,MATCH(AM371,$B$6:$B$17,0),MATCH(AK371&AL371,$C$2:$V$2,0))*(Калькулятор!$F$8/70)^справочно!$Y$2,0),ROUND(INDEX($C$6:$V$17,MATCH(AM371,$B$6:$B$17,0),MATCH(AK371&AL371,$C$2:$V$2,0)),0))","v":1690},"ЗО",{"$f":"3.6*AV371/(4.19*(Калькулятор!$C$8-Калькулятор!$D$8))","v":145.16849642004772},{"$f":"IF(Калькулятор!$F$8<>70,INDEX($C$6:$V$17,MATCH(AM371,$B$6:$B$17,0),MATCH(AK371&AL371,$C$2:$V$2,0))*(Калькулятор!$F$8/70)^справочно!$Y$2,INDEX($C$6:$V$17,MATCH(AM371,$B$6:$B$17,0),MATCH(AK371&AL371,$C$2:$V$2,0)))","v":1689.6000000000001}]
[null,null,null,null,null,null,null,null,null,null,null,null,null,null,null,null,null,null,null,null,null,null,null,null,null,null,"Конвектор внутрипольный Royal Thermo ATRIUM-110/300/2800-DG-U-LB","НС-1477330","RT-A-110/300/2800-DG-U-LB",3,5,9,13,18,21,23,110,300,2800,"DG","U","LB",{"$f":"IF((IFERROR(IF(VLOOKUP(AK372,X:Y,2,0)=TRUE,1,0),0)+IFERROR(IF(VLOOKUP(AL372,X:Y,2,0)=TRUE,1,0),0)+IFERROR(IF(VLOOKUP(AN372,X:Y,2,0)=TRUE,1,0),0)+IFERROR(IF(VLOOKUP(AO372,X:Y,2,0)=TRUE,1,0),0)+IFERROR(IF(VLOOKUP(AP372,X:Y,2,0)=TRUE,1,0),0)+IF(AND(AM372>=Калькулятор!$C$14,AM372<=Калькулятор!$E$14),1,0)+IF(OR(AND(AS372>=Калькулятор!$C$11,AS372<=IF(ISBLANK(Калькулятор!$E$11),100000,Калькулятор!$E$11)),Калькулятор!$C$11&Калькулятор!$E$11=\"\"),1,0))=7,1,0)","v":0},{"$f":"SUM(AQ$2:AQ372)","v":240},{"$f":"IF(Калькулятор!$F$8<>70,ROUND(INDEX($C$6:$V$17,MATCH(AM372,$B$6:$B$17,0),MATCH(AK372&AL372,$C$2:$V$2,0))*(Калькулятор!$F$8/70)^справочно!$Y$2,0),ROUND(INDEX($C$6:$V$17,MATCH(AM372,$B$6:$B$17,0),MATCH(AK372&AL372,$C$2:$V$2,0)),0))","v":1825},"ЗО",{"$f":"3.6*AV372/(4.19*(Калькулятор!$C$8-Калькулятор!$D$8))","v":156.79331742243434},{"$f":"IF(Калькулятор!$F$8<>70,INDEX($C$6:$V$17,MATCH(AM372,$B$6:$B$17,0),MATCH(AK372&AL372,$C$2:$V$2,0))*(Калькулятор!$F$8/70)^справочно!$Y$2,INDEX($C$6:$V$17,MATCH(AM372,$B$6:$B$17,0),MATCH(AK372&AL372,$C$2:$V$2,0)))","v":1824.9}]
[null,null,null,null,null,null,null,null,null,null,null,null,null,null,null,null,null,null,null,null,null,null,null,null,null,null,"Конвектор внутрипольный Royal Thermo ATRIUM-110/300/3000-DG-U-LB","НС-1477333","RT-A-110/300/3000-DG-U-LB",3,5,9,13,18,21,23,110,300,3000,"DG","U","LB",{"$f":"IF((IFERROR(IF(VLOOKUP(AK373,X:Y,2,0)=TRUE,1,0),0)+IFERROR(IF(VLOOKUP(AL373,X:Y,2,0)=TRUE,1,0),0)+IFERROR(IF(VLOOKUP(AN373,X:Y,2,0)=TRUE,1,0),0)+IFERROR(IF(VLOOKUP(AO373,X:Y,2,0)=TRUE,1,0),0)+IFERROR(IF(VLOOKUP(AP373,X:Y,2,0)=TRUE,1,0),0)+IF(AND(AM373>=Калькулятор!$C$14,AM373<=Калькулятор!$E$14),1,0)+IF(OR(AND(AS373>=Калькулятор!$C$11,AS373<=IF(ISBLANK(Калькулятор!$E$11),100000,Калькулятор!$E$11)),Калькулятор!$C$11&Калькулятор!$E$11=\"\"),1,0))=7,1,0)","v":0},{"$f":"SUM(AQ$2:AQ373)","v":240},{"$f":"IF(Калькулятор!$F$8<>70,ROUND(INDEX($C$6:$V$17,MATCH(AM373,$B$6:$B$17,0),MATCH(AK373&AL373,$C$2:$V$2,0))*(Калькулятор!$F$8/70)^справочно!$Y$2,0),ROUND(INDEX($C$6:$V$17,MATCH(AM373,$B$6:$B$17,0),MATCH(AK373&AL373,$C$2:$V$2,0)),0))","v":1961},"ЗО",{"$f":"3.6*AV373/(4.19*(Калькулятор!$C$8-Калькулятор!$D$8))","v":168.51264916467781},{"$f":"IF(Калькулятор!$F$8<>70,INDEX($C$6:$V$17,MATCH(AM373,$B$6:$B$17,0),MATCH(AK373&AL373,$C$2:$V$2,0))*(Калькулятор!$F$8/70)^справочно!$Y$2,INDEX($C$6:$V$17,MATCH(AM373,$B$6:$B$17,0),MATCH(AK373&AL373,$C$2:$V$2,0)))","v":1961.3000000000002}]
[null,null,null,null,null,null,null,null,null,null,null,null,null,null,null,null,null,null,null,null,null,null,null,null,null,null,"Конвектор внутрипольный Royal Thermo ATRIUM-110/400/800-DG-U-LB","НС-1477370","RT-A-110/400/800-DG-U-LB",3,5,9,13,17,20,22,110,400,800,"DG","U","LB",{"$f":"IF((IFERROR(IF(VLOOKUP(AK374,X:Y,2,0)=TRUE,1,0),0)+IFERROR(IF(VLOOKUP(AL374,X:Y,2,0)=TRUE,1,0),0)+IFERROR(IF(VLOOKUP(AN374,X:Y,2,0)=TRUE,1,0),0)+IFERROR(IF(VLOOKUP(AO374,X:Y,2,0)=TRUE,1,0),0)+IFERROR(IF(VLOOKUP(AP374,X:Y,2,0)=TRUE,1,0),0)+IF(AND(AM374>=Калькулятор!$C$14,AM374<=Калькулятор!$E$14),1,0)+IF(OR(AND(AS374>=Калькулятор!$C$11,AS374<=IF(ISBLANK(Калькулятор!$E$11),100000,Калькулятор!$E$11)),Калькулятор!$C$11&Калькулятор!$E$11=\"\"),1,0))=7,1,0)","v":0},{"$f":"SUM(AQ$2:AQ374)","v":240},{"$f":"IF(Калькулятор!$F$8<>70,ROUND(INDEX($C$6:$V$17,MATCH(AM374,$B$6:$B$17,0),MATCH(AK374&AL374,$C$2:$V$2,0))*(Калькулятор!$F$8/70)^справочно!$Y$2,0),ROUND(INDEX($C$6:$V$17,MATCH(AM374,$B$6:$B$17,0),MATCH(AK374&AL374,$C$2:$V$2,0)),0))","v":659},"ЗО",{"$f":"3.6*AV374/(4.19*(Калькулятор!$C$8-Калькулятор!$D$8))","v":56.611933174224347},{"$f":"IF(Калькулятор!$F$8<>70,INDEX($C$6:$V$17,MATCH(AM374,$B$6:$B$17,0),MATCH(AK374&AL374,$C$2:$V$2,0))*(Калькулятор!$F$8/70)^справочно!$Y$2,INDEX($C$6:$V$17,MATCH(AM374,$B$6:$B$17,0),MATCH(AK374&AL374,$C$2:$V$2,0)))","v":658.90000000000009}]
[null,null,null,null,null,null,null,null,null,null,null,null,null,null,null,null,null,null,null,null,null,null,null,null,null,null,"Конвектор внутрипольный Royal Thermo ATRIUM-110/400/1000-DG-U-LB","НС-1477342","RT-A-110/400/1000-DG-U-LB",3,5,9,13,18,21,23,110,400,1000,"DG","U","LB",{"$f":"IF((IFERROR(IF(VLOOKUP(AK375,X:Y,2,0)=TRUE,1,0),0)+IFERROR(IF(VLOOKUP(AL375,X:Y,2,0)=TRUE,1,0),0)+IFERROR(IF(VLOOKUP(AN375,X:Y,2,0)=TRUE,1,0),0)+IFERROR(IF(VLOOKUP(AO375,X:Y,2,0)=TRUE,1,0),0)+IFERROR(IF(VLOOKUP(AP375,X:Y,2,0)=TRUE,1,0),0)+IF(AND(AM375>=Калькулятор!$C$14,AM375<=Калькулятор!$E$14),1,0)+IF(OR(AND(AS375>=Калькулятор!$C$11,AS375<=IF(ISBLANK(Калькулятор!$E$11),100000,Калькулятор!$E$11)),Калькулятор!$C$11&Калькулятор!$E$11=\"\"),1,0))=7,1,0)","v":0},{"$f":"SUM(AQ$2:AQ375)","v":240},{"$f":"IF(Калькулятор!$F$8<>70,ROUND(INDEX($C$6:$V$17,MATCH(AM375,$B$6:$B$17,0),MATCH(AK375&AL375,$C$2:$V$2,0))*(Калькулятор!$F$8/70)^справочно!$Y$2,0),ROUND(INDEX($C$6:$V$17,MATCH(AM375,$B$6:$B$17,0),MATCH(AK375&AL375,$C$2:$V$2,0)),0))","v":857},"ЗО",{"$f":"3.6*AV375/(4.19*(Калькулятор!$C$8-Калькулятор!$D$8))","v":73.623866348448686},{"$f":"IF(Калькулятор!$F$8<>70,INDEX($C$6:$V$17,MATCH(AM375,$B$6:$B$17,0),MATCH(AK375&AL375,$C$2:$V$2,0))*(Калькулятор!$F$8/70)^справочно!$Y$2,INDEX($C$6:$V$17,MATCH(AM375,$B$6:$B$17,0),MATCH(AK375&AL375,$C$2:$V$2,0)))","v":856.90000000000009}]
[null,null,null,null,null,null,null,null,null,null,null,null,null,null,null,null,null,null,null,null,null,null,null,null,null,null,"Конвектор внутрипольный Royal Thermo ATRIUM-110/400/1200-DG-U-LB","НС-1477345","RT-A-110/400/1200-DG-U-LB",3,5,9,13,18,21,23,110,400,1200,"DG","U","LB",{"$f":"IF((IFERROR(IF(VLOOKUP(AK376,X:Y,2,0)=TRUE,1,0),0)+IFERROR(IF(VLOOKUP(AL376,X:Y,2,0)=TRUE,1,0),0)+IFERROR(IF(VLOOKUP(AN376,X:Y,2,0)=TRUE,1,0),0)+IFERROR(IF(VLOOKUP(AO376,X:Y,2,0)=TRUE,1,0),0)+IFERROR(IF(VLOOKUP(AP376,X:Y,2,0)=TRUE,1,0),0)+IF(AND(AM376>=Калькулятор!$C$14,AM376<=Калькулятор!$E$14),1,0)+IF(OR(AND(AS376>=Калькулятор!$C$11,AS376<=IF(ISBLANK(Калькулятор!$E$11),100000,Калькулятор!$E$11)),Калькулятор!$C$11&Калькулятор!$E$11=\"\"),1,0))=7,1,0)","v":0},{"$f":"SUM(AQ$2:AQ376)","v":240},{"$f":"IF(Калькулятор!$F$8<>70,ROUND(INDEX($C$6:$V$17,MATCH(AM376,$B$6:$B$17,0),MATCH(AK376&AL376,$C$2:$V$2,0))*(Калькулятор!$F$8/70)^справочно!$Y$2,0),ROUND(INDEX($C$6:$V$17,MATCH(AM376,$B$6:$B$17,0),MATCH(AK376&AL376,$C$2:$V$2,0)),0))","v":1054},"ЗО",{"$f":"3.6*AV376/(4.19*(Калькулятор!$C$8-Калькулятор!$D$8))","v":90.541288782816238},{"$f":"IF(Калькулятор!$F$8<>70,INDEX($C$6:$V$17,MATCH(AM376,$B$6:$B$17,0),MATCH(AK376&AL376,$C$2:$V$2,0))*(Калькулятор!$F$8/70)^справочно!$Y$2,INDEX($C$6:$V$17,MATCH(AM376,$B$6:$B$17,0),MATCH(AK376&AL376,$C$2:$V$2,0)))","v":1053.8000000000002}]
[null,null,null,null,null,null,null,null,null,null,null,null,null,null,null,null,null,null,null,null,null,null,null,null,null,null,"Конвектор внутрипольный Royal Thermo ATRIUM-110/400/1400-DG-U-LB","НС-1477348","RT-A-110/400/1400-DG-U-LB",3,5,9,13,18,21,23,110,400,1400,"DG","U","LB",{"$f":"IF((IFERROR(IF(VLOOKUP(AK377,X:Y,2,0)=TRUE,1,0),0)+IFERROR(IF(VLOOKUP(AL377,X:Y,2,0)=TRUE,1,0),0)+IFERROR(IF(VLOOKUP(AN377,X:Y,2,0)=TRUE,1,0),0)+IFERROR(IF(VLOOKUP(AO377,X:Y,2,0)=TRUE,1,0),0)+IFERROR(IF(VLOOKUP(AP377,X:Y,2,0)=TRUE,1,0),0)+IF(AND(AM377>=Калькулятор!$C$14,AM377<=Калькулятор!$E$14),1,0)+IF(OR(AND(AS377>=Калькулятор!$C$11,AS377<=IF(ISBLANK(Калькулятор!$E$11),100000,Калькулятор!$E$11)),Калькулятор!$C$11&Калькулятор!$E$11=\"\"),1,0))=7,1,0)","v":0},{"$f":"SUM(AQ$2:AQ377)","v":240},{"$f":"IF(Калькулятор!$F$8<>70,ROUND(INDEX($C$6:$V$17,MATCH(AM377,$B$6:$B$17,0),MATCH(AK377&AL377,$C$2:$V$2,0))*(Калькулятор!$F$8/70)^справочно!$Y$2,0),ROUND(INDEX($C$6:$V$17,MATCH(AM377,$B$6:$B$17,0),MATCH(AK377&AL377,$C$2:$V$2,0)),0))","v":1251},"ЗО",{"$f":"3.6*AV377/(4.19*(Калькулятор!$C$8-Калькулятор!$D$8))","v":107.45871121718376},{"$f":"IF(Калькулятор!$F$8<>70,INDEX($C$6:$V$17,MATCH(AM377,$B$6:$B$17,0),MATCH(AK377&AL377,$C$2:$V$2,0))*(Калькулятор!$F$8/70)^справочно!$Y$2,INDEX($C$6:$V$17,MATCH(AM377,$B$6:$B$17,0),MATCH(AK377&AL377,$C$2:$V$2,0)))","v":1250.7}]
[null,null,null,null,null,null,null,null,null,null,null,null,null,null,null,null,null,null,null,null,null,null,null,null,null,null,"Конвектор внутрипольный Royal Thermo ATRIUM-110/400/1600-DG-U-LB","НС-1477351","RT-A-110/400/1600-DG-U-LB",3,5,9,13,18,21,23,110,400,1600,"DG","U","LB",{"$f":"IF((IFERROR(IF(VLOOKUP(AK378,X:Y,2,0)=TRUE,1,0),0)+IFERROR(IF(VLOOKUP(AL378,X:Y,2,0)=TRUE,1,0),0)+IFERROR(IF(VLOOKUP(AN378,X:Y,2,0)=TRUE,1,0),0)+IFERROR(IF(VLOOKUP(AO378,X:Y,2,0)=TRUE,1,0),0)+IFERROR(IF(VLOOKUP(AP378,X:Y,2,0)=TRUE,1,0),0)+IF(AND(AM378>=Калькулятор!$C$14,AM378<=Калькулятор!$E$14),1,0)+IF(OR(AND(AS378>=Калькулятор!$C$11,AS378<=IF(ISBLANK(Калькулятор!$E$11),100000,Калькулятор!$E$11)),Калькулятор!$C$11&Калькулятор!$E$11=\"\"),1,0))=7,1,0)","v":0},{"$f":"SUM(AQ$2:AQ378)","v":240},{"$f":"IF(Калькулятор!$F$8<>70,ROUND(INDEX($C$6:$V$17,MATCH(AM378,$B$6:$B$17,0),MATCH(AK378&AL378,$C$2:$V$2,0))*(Калькулятор!$F$8/70)^справочно!$Y$2,0),ROUND(INDEX($C$6:$V$17,MATCH(AM378,$B$6:$B$17,0),MATCH(AK378&AL378,$C$2:$V$2,0)),0))","v":1449},"ЗО",{"$f":"3.6*AV378/(4.19*(Калькулятор!$C$8-Калькулятор!$D$8))","v":124.47064439140811},{"$f":"IF(Калькулятор!$F$8<>70,INDEX($C$6:$V$17,MATCH(AM378,$B$6:$B$17,0),MATCH(AK378&AL378,$C$2:$V$2,0))*(Калькулятор!$F$8/70)^справочно!$Y$2,INDEX($C$6:$V$17,MATCH(AM378,$B$6:$B$17,0),MATCH(AK378&AL378,$C$2:$V$2,0)))","v":1448.7}]
[null,null,null,null,null,null,null,null,null,null,null,null,null,null,null,null,null,null,null,null,null,null,null,null,null,null,"Конвектор внутрипольный Royal Thermo ATRIUM-110/400/1800-DG-U-LB","НС-1477354","RT-A-110/400/1800-DG-U-LB",3,5,9,13,18,21,23,110,400,1800,"DG","U","LB",{"$f":"IF((IFERROR(IF(VLOOKUP(AK379,X:Y,2,0)=TRUE,1,0),0)+IFERROR(IF(VLOOKUP(AL379,X:Y,2,0)=TRUE,1,0),0)+IFERROR(IF(VLOOKUP(AN379,X:Y,2,0)=TRUE,1,0),0)+IFERROR(IF(VLOOKUP(AO379,X:Y,2,0)=TRUE,1,0),0)+IFERROR(IF(VLOOKUP(AP379,X:Y,2,0)=TRUE,1,0),0)+IF(AND(AM379>=Калькулятор!$C$14,AM379<=Калькулятор!$E$14),1,0)+IF(OR(AND(AS379>=Калькулятор!$C$11,AS379<=IF(ISBLANK(Калькулятор!$E$11),100000,Калькулятор!$E$11)),Калькулятор!$C$11&Калькулятор!$E$11=\"\"),1,0))=7,1,0)","v":0},{"$f":"SUM(AQ$2:AQ379)","v":240},{"$f":"IF(Калькулятор!$F$8<>70,ROUND(INDEX($C$6:$V$17,MATCH(AM379,$B$6:$B$17,0),MATCH(AK379&AL379,$C$2:$V$2,0))*(Калькулятор!$F$8/70)^справочно!$Y$2,0),ROUND(INDEX($C$6:$V$17,MATCH(AM379,$B$6:$B$17,0),MATCH(AK379&AL379,$C$2:$V$2,0)),0))","v":1647},"ЗО",{"$f":"3.6*AV379/(4.19*(Калькулятор!$C$8-Калькулятор!$D$8))","v":141.48257756563243},{"$f":"IF(Калькулятор!$F$8<>70,INDEX($C$6:$V$17,MATCH(AM379,$B$6:$B$17,0),MATCH(AK379&AL379,$C$2:$V$2,0))*(Калькулятор!$F$8/70)^справочно!$Y$2,INDEX($C$6:$V$17,MATCH(AM379,$B$6:$B$17,0),MATCH(AK379&AL379,$C$2:$V$2,0)))","v":1646.7}]
[null,null,null,null,null,null,null,null,null,null,null,null,null,null,null,null,null,null,null,null,null,null,null,null,null,null,"Конвектор внутрипольный Royal Thermo ATRIUM-110/400/2000-DG-U-LB","НС-1477357","RT-A-110/400/2000-DG-U-LB",3,5,9,13,18,21,23,110,400,2000,"DG","U","LB",{"$f":"IF((IFERROR(IF(VLOOKUP(AK380,X:Y,2,0)=TRUE,1,0),0)+IFERROR(IF(VLOOKUP(AL380,X:Y,2,0)=TRUE,1,0),0)+IFERROR(IF(VLOOKUP(AN380,X:Y,2,0)=TRUE,1,0),0)+IFERROR(IF(VLOOKUP(AO380,X:Y,2,0)=TRUE,1,0),0)+IFERROR(IF(VLOOKUP(AP380,X:Y,2,0)=TRUE,1,0),0)+IF(AND(AM380>=Калькулятор!$C$14,AM380<=Калькулятор!$E$14),1,0)+IF(OR(AND(AS380>=Калькулятор!$C$11,AS380<=IF(ISBLANK(Калькулятор!$E$11),100000,Калькулятор!$E$11)),Калькулятор!$C$11&Калькулятор!$E$11=\"\"),1,0))=7,1,0)","v":0},{"$f":"SUM(AQ$2:AQ380)","v":240},{"$f":"IF(Калькулятор!$F$8<>70,ROUND(INDEX($C$6:$V$17,MATCH(AM380,$B$6:$B$17,0),MATCH(AK380&AL380,$C$2:$V$2,0))*(Калькулятор!$F$8/70)^справочно!$Y$2,0),ROUND(INDEX($C$6:$V$17,MATCH(AM380,$B$6:$B$17,0),MATCH(AK380&AL380,$C$2:$V$2,0)),0))","v":1845},"ЗО",{"$f":"3.6*AV380/(4.19*(Калькулятор!$C$8-Калькулятор!$D$8))","v":158.49451073985679},{"$f":"IF(Калькулятор!$F$8<>70,INDEX($C$6:$V$17,MATCH(AM380,$B$6:$B$17,0),MATCH(AK380&AL380,$C$2:$V$2,0))*(Калькулятор!$F$8/70)^справочно!$Y$2,INDEX($C$6:$V$17,MATCH(AM380,$B$6:$B$17,0),MATCH(AK380&AL380,$C$2:$V$2,0)))","v":1844.7}]
[null,null,null,null,null,null,null,null,null,null,null,null,null,null,null,null,null,null,null,null,null,null,null,null,null,null,"Конвектор внутрипольный Royal Thermo ATRIUM-110/400/2200-DG-U-LB","НС-1477359","RT-A-110/400/2200-DG-U-LB",3,5,9,13,18,21,23,110,400,2200,"DG","U","LB",{"$f":"IF((IFERROR(IF(VLOOKUP(AK381,X:Y,2,0)=TRUE,1,0),0)+IFERROR(IF(VLOOKUP(AL381,X:Y,2,0)=TRUE,1,0),0)+IFERROR(IF(VLOOKUP(AN381,X:Y,2,0)=TRUE,1,0),0)+IFERROR(IF(VLOOKUP(AO381,X:Y,2,0)=TRUE,1,0),0)+IFERROR(IF(VLOOKUP(AP381,X:Y,2,0)=TRUE,1,0),0)+IF(AND(AM381>=Калькулятор!$C$14,AM381<=Калькулятор!$E$14),1,0)+IF(OR(AND(AS381>=Калькулятор!$C$11,AS381<=IF(ISBLANK(Калькулятор!$E$11),100000,Калькулятор!$E$11)),Калькулятор!$C$11&Калькулятор!$E$11=\"\"),1,0))=7,1,0)","v":0},{"$f":"SUM(AQ$2:AQ381)","v":240},{"$f":"IF(Калькулятор!$F$8<>70,ROUND(INDEX($C$6:$V$17,MATCH(AM381,$B$6:$B$17,0),MATCH(AK381&AL381,$C$2:$V$2,0))*(Калькулятор!$F$8/70)^справочно!$Y$2,0),ROUND(INDEX($C$6:$V$17,MATCH(AM381,$B$6:$B$17,0),MATCH(AK381&AL381,$C$2:$V$2,0)),0))","v":2042},"ЗО",{"$f":"3.6*AV381/(4.19*(Калькулятор!$C$8-Калькулятор!$D$8))","v":175.41193317422432},{"$f":"IF(Калькулятор!$F$8<>70,INDEX($C$6:$V$17,MATCH(AM381,$B$6:$B$17,0),MATCH(AK381&AL381,$C$2:$V$2,0))*(Калькулятор!$F$8/70)^справочно!$Y$2,INDEX($C$6:$V$17,MATCH(AM381,$B$6:$B$17,0),MATCH(AK381&AL381,$C$2:$V$2,0)))","v":2041.6000000000001}]
[null,null,null,null,null,null,null,null,null,null,null,null,null,null,null,null,null,null,null,null,null,null,null,null,null,null,"Конвектор внутрипольный Royal Thermo ATRIUM-110/400/2400-DG-U-LB","НС-1477361","RT-A-110/400/2400-DG-U-LB",3,5,9,13,18,21,23,110,400,2400,"DG","U","LB",{"$f":"IF((IFERROR(IF(VLOOKUP(AK382,X:Y,2,0)=TRUE,1,0),0)+IFERROR(IF(VLOOKUP(AL382,X:Y,2,0)=TRUE,1,0),0)+IFERROR(IF(VLOOKUP(AN382,X:Y,2,0)=TRUE,1,0),0)+IFERROR(IF(VLOOKUP(AO382,X:Y,2,0)=TRUE,1,0),0)+IFERROR(IF(VLOOKUP(AP382,X:Y,2,0)=TRUE,1,0),0)+IF(AND(AM382>=Калькулятор!$C$14,AM382<=Калькулятор!$E$14),1,0)+IF(OR(AND(AS382>=Калькулятор!$C$11,AS382<=IF(ISBLANK(Калькулятор!$E$11),100000,Калькулятор!$E$11)),Калькулятор!$C$11&Калькулятор!$E$11=\"\"),1,0))=7,1,0)","v":0},{"$f":"SUM(AQ$2:AQ382)","v":240},{"$f":"IF(Калькулятор!$F$8<>70,ROUND(INDEX($C$6:$V$17,MATCH(AM382,$B$6:$B$17,0),MATCH(AK382&AL382,$C$2:$V$2,0))*(Калькулятор!$F$8/70)^справочно!$Y$2,0),ROUND(INDEX($C$6:$V$17,MATCH(AM382,$B$6:$B$17,0),MATCH(AK382&AL382,$C$2:$V$2,0)),0))","v":2239},"ЗО",{"$f":"3.6*AV382/(4.19*(Калькулятор!$C$8-Калькулятор!$D$8))","v":192.32935560859187},{"$f":"IF(Калькулятор!$F$8<>70,INDEX($C$6:$V$17,MATCH(AM382,$B$6:$B$17,0),MATCH(AK382&AL382,$C$2:$V$2,0))*(Калькулятор!$F$8/70)^справочно!$Y$2,INDEX($C$6:$V$17,MATCH(AM382,$B$6:$B$17,0),MATCH(AK382&AL382,$C$2:$V$2,0)))","v":2238.5}]
[null,null,null,null,null,null,null,null,null,null,null,null,null,null,null,null,null,null,null,null,null,null,null,null,null,null,"Конвектор внутрипольный Royal Thermo ATRIUM-110/400/2600-DG-U-LB","НС-1477363","RT-A-110/400/2600-DG-U-LB",3,5,9,13,18,21,23,110,400,2600,"DG","U","LB",{"$f":"IF((IFERROR(IF(VLOOKUP(AK383,X:Y,2,0)=TRUE,1,0),0)+IFERROR(IF(VLOOKUP(AL383,X:Y,2,0)=TRUE,1,0),0)+IFERROR(IF(VLOOKUP(AN383,X:Y,2,0)=TRUE,1,0),0)+IFERROR(IF(VLOOKUP(AO383,X:Y,2,0)=TRUE,1,0),0)+IFERROR(IF(VLOOKUP(AP383,X:Y,2,0)=TRUE,1,0),0)+IF(AND(AM383>=Калькулятор!$C$14,AM383<=Калькулятор!$E$14),1,0)+IF(OR(AND(AS383>=Калькулятор!$C$11,AS383<=IF(ISBLANK(Калькулятор!$E$11),100000,Калькулятор!$E$11)),Калькулятор!$C$11&Калькулятор!$E$11=\"\"),1,0))=7,1,0)","v":0},{"$f":"SUM(AQ$2:AQ383)","v":240},{"$f":"IF(Калькулятор!$F$8<>70,ROUND(INDEX($C$6:$V$17,MATCH(AM383,$B$6:$B$17,0),MATCH(AK383&AL383,$C$2:$V$2,0))*(Калькулятор!$F$8/70)^справочно!$Y$2,0),ROUND(INDEX($C$6:$V$17,MATCH(AM383,$B$6:$B$17,0),MATCH(AK383&AL383,$C$2:$V$2,0)),0))","v":2437},"ЗО",{"$f":"3.6*AV383/(4.19*(Калькулятор!$C$8-Калькулятор!$D$8))","v":209.34128878281618},{"$f":"IF(Калькулятор!$F$8<>70,INDEX($C$6:$V$17,MATCH(AM383,$B$6:$B$17,0),MATCH(AK383&AL383,$C$2:$V$2,0))*(Калькулятор!$F$8/70)^справочно!$Y$2,INDEX($C$6:$V$17,MATCH(AM383,$B$6:$B$17,0),MATCH(AK383&AL383,$C$2:$V$2,0)))","v":2436.5}]
[null,null,null,null,null,null,null,null,null,null,null,null,null,null,null,null,null,null,null,null,null,null,null,null,null,null,"Конвектор внутрипольный Royal Thermo ATRIUM-110/400/2800-DG-U-LB","НС-1477365","RT-A-110/400/2800-DG-U-LB",3,5,9,13,18,21,23,110,400,2800,"DG","U","LB",{"$f":"IF((IFERROR(IF(VLOOKUP(AK384,X:Y,2,0)=TRUE,1,0),0)+IFERROR(IF(VLOOKUP(AL384,X:Y,2,0)=TRUE,1,0),0)+IFERROR(IF(VLOOKUP(AN384,X:Y,2,0)=TRUE,1,0),0)+IFERROR(IF(VLOOKUP(AO384,X:Y,2,0)=TRUE,1,0),0)+IFERROR(IF(VLOOKUP(AP384,X:Y,2,0)=TRUE,1,0),0)+IF(AND(AM384>=Калькулятор!$C$14,AM384<=Калькулятор!$E$14),1,0)+IF(OR(AND(AS384>=Калькулятор!$C$11,AS384<=IF(ISBLANK(Калькулятор!$E$11),100000,Калькулятор!$E$11)),Калькулятор!$C$11&Калькулятор!$E$11=\"\"),1,0))=7,1,0)","v":0},{"$f":"SUM(AQ$2:AQ384)","v":240},{"$f":"IF(Калькулятор!$F$8<>70,ROUND(INDEX($C$6:$V$17,MATCH(AM384,$B$6:$B$17,0),MATCH(AK384&AL384,$C$2:$V$2,0))*(Калькулятор!$F$8/70)^справочно!$Y$2,0),ROUND(INDEX($C$6:$V$17,MATCH(AM384,$B$6:$B$17,0),MATCH(AK384&AL384,$C$2:$V$2,0)),0))","v":2635},"ЗО",{"$f":"3.6*AV384/(4.19*(Калькулятор!$C$8-Калькулятор!$D$8))","v":226.35322195704055},{"$f":"IF(Калькулятор!$F$8<>70,INDEX($C$6:$V$17,MATCH(AM384,$B$6:$B$17,0),MATCH(AK384&AL384,$C$2:$V$2,0))*(Калькулятор!$F$8/70)^справочно!$Y$2,INDEX($C$6:$V$17,MATCH(AM384,$B$6:$B$17,0),MATCH(AK384&AL384,$C$2:$V$2,0)))","v":2634.5}]
[null,null,null,null,null,null,null,null,null,null,null,null,null,null,null,null,null,null,null,null,null,null,null,null,null,null,"Конвектор внутрипольный Royal Thermo ATRIUM-110/400/3000-DG-U-LB","НС-1477367","RT-A-110/400/3000-DG-U-LB",3,5,9,13,18,21,23,110,400,3000,"DG","U","LB",{"$f":"IF((IFERROR(IF(VLOOKUP(AK385,X:Y,2,0)=TRUE,1,0),0)+IFERROR(IF(VLOOKUP(AL385,X:Y,2,0)=TRUE,1,0),0)+IFERROR(IF(VLOOKUP(AN385,X:Y,2,0)=TRUE,1,0),0)+IFERROR(IF(VLOOKUP(AO385,X:Y,2,0)=TRUE,1,0),0)+IFERROR(IF(VLOOKUP(AP385,X:Y,2,0)=TRUE,1,0),0)+IF(AND(AM385>=Калькулятор!$C$14,AM385<=Калькулятор!$E$14),1,0)+IF(OR(AND(AS385>=Калькулятор!$C$11,AS385<=IF(ISBLANK(Калькулятор!$E$11),100000,Калькулятор!$E$11)),Калькулятор!$C$11&Калькулятор!$E$11=\"\"),1,0))=7,1,0)","v":0},{"$f":"SUM(AQ$2:AQ385)","v":240},{"$f":"IF(Калькулятор!$F$8<>70,ROUND(INDEX($C$6:$V$17,MATCH(AM385,$B$6:$B$17,0),MATCH(AK385&AL385,$C$2:$V$2,0))*(Калькулятор!$F$8/70)^справочно!$Y$2,0),ROUND(INDEX($C$6:$V$17,MATCH(AM385,$B$6:$B$17,0),MATCH(AK385&AL385,$C$2:$V$2,0)),0))","v":2831},"ЗО",{"$f":"3.6*AV385/(4.19*(Калькулятор!$C$8-Калькулятор!$D$8))","v":243.2706443914081},{"$f":"IF(Калькулятор!$F$8<>70,INDEX($C$6:$V$17,MATCH(AM385,$B$6:$B$17,0),MATCH(AK385&AL385,$C$2:$V$2,0))*(Калькулятор!$F$8/70)^справочно!$Y$2,INDEX($C$6:$V$17,MATCH(AM385,$B$6:$B$17,0),MATCH(AK385&AL385,$C$2:$V$2,0)))","v":2831.4}]
[null,null,null,null,null,null,null,null,null,null,null,null,null,null,null,null,null,null,null,null,null,null,null,null,null,null,"Конвектор внутрипольный Royal Thermo ATRIUM-150/200/800-DG-U-LB","НС-1477414","RT-A-150/200/800-DG-U-LB",{"$f":"SEARCH(\"-\",AC386)","v":3},{"$f":"SEARCH(\"-\",AC386,AD386+1)","v":5},{"$f":"SEARCH(\"/\",AC386)","v":9},{"$f":"SEARCH(\"/\",AC386,AF386+1)","v":13},{"$f":"SEARCH(\"-\",AC386,AE386+1)","v":17},{"$f":"SEARCH(\"-\",AC386,AH386+1)","v":20},{"$f":"SEARCH(\"-\",AC386,AI386+1)","v":22},{"$f":"MID($AC386,AE386+1,AF386-AE386-1)*1","v":150},{"$f":"MID($AC386,AF386+1,AG386-AF386-1)*1","v":200},{"$f":"MID($AC386,AG386+1,AH386-AG386-1)*1","v":800},{"$f":"MID($AC386,AH386+1,AI386-AH386-1)","v":"DG"},{"$f":"MID($AC386,AI386+1,AJ386-AI386-1)","v":"U"},{"$f":"MID($AC386,AI386+3,LEN(AC386)-AI386-1)","v":"LB"},{"$f":"IF((IFERROR(IF(VLOOKUP(AK386,X:Y,2,0)=TRUE,1,0),0)+IFERROR(IF(VLOOKUP(AL386,X:Y,2,0)=TRUE,1,0),0)+IFERROR(IF(VLOOKUP(AN386,X:Y,2,0)=TRUE,1,0),0)+IFERROR(IF(VLOOKUP(AO386,X:Y,2,0)=TRUE,1,0),0)+IFERROR(IF(VLOOKUP(AP386,X:Y,2,0)=TRUE,1,0),0)+IF(AND(AM386>=Калькулятор!$C$14,AM386<=Калькулятор!$E$14),1,0)+IF(OR(AND(AS386>=Калькулятор!$C$11,AS386<=IF(ISBLANK(Калькулятор!$E$11),100000,Калькулятор!$E$11)),Калькулятор!$C$11&Калькулятор!$E$11=\"\"),1,0))=7,1,0)","v":0},{"$f":"SUM(AQ$2:AQ386)","v":240},{"$f":"IF(Калькулятор!$F$8<>70,ROUND(INDEX($C$6:$V$17,MATCH(AM386,$B$6:$B$17,0),MATCH(AK386&AL386,$C$2:$V$2,0))*(Калькулятор!$F$8/70)^справочно!$Y$2,0),ROUND(INDEX($C$6:$V$17,MATCH(AM386,$B$6:$B$17,0),MATCH(AK386&AL386,$C$2:$V$2,0)),0))","v":392},"ЗО",{"$f":"3.6*AV386/(4.19*(Калькулятор!$C$8-Калькулятор!$D$8))","v":33.64582338902148},{"$f":"IF(Калькулятор!$F$8<>70,INDEX($C$6:$V$17,MATCH(AM386,$B$6:$B$17,0),MATCH(AK386&AL386,$C$2:$V$2,0))*(Калькулятор!$F$8/70)^справочно!$Y$2,INDEX($C$6:$V$17,MATCH(AM386,$B$6:$B$17,0),MATCH(AK386&AL386,$C$2:$V$2,0)))","v":391.6}]
[null,null,null,null,null,null,null,null,null,null,null,null,null,null,null,null,null,null,null,null,null,null,null,null,null,null,"Конвектор внутрипольный Royal Thermo ATRIUM-150/200/1000-DG-U-LB","НС-1477381","RT-A-150/200/1000-DG-U-LB",3,5,9,13,18,21,23,150,200,1000,"DG","U","LB",{"$f":"IF((IFERROR(IF(VLOOKUP(AK387,X:Y,2,0)=TRUE,1,0),0)+IFERROR(IF(VLOOKUP(AL387,X:Y,2,0)=TRUE,1,0),0)+IFERROR(IF(VLOOKUP(AN387,X:Y,2,0)=TRUE,1,0),0)+IFERROR(IF(VLOOKUP(AO387,X:Y,2,0)=TRUE,1,0),0)+IFERROR(IF(VLOOKUP(AP387,X:Y,2,0)=TRUE,1,0),0)+IF(AND(AM387>=Калькулятор!$C$14,AM387<=Калькулятор!$E$14),1,0)+IF(OR(AND(AS387>=Калькулятор!$C$11,AS387<=IF(ISBLANK(Калькулятор!$E$11),100000,Калькулятор!$E$11)),Калькулятор!$C$11&Калькулятор!$E$11=\"\"),1,0))=7,1,0)","v":0},{"$f":"SUM(AQ$2:AQ387)","v":240},{"$f":"IF(Калькулятор!$F$8<>70,ROUND(INDEX($C$6:$V$17,MATCH(AM387,$B$6:$B$17,0),MATCH(AK387&AL387,$C$2:$V$2,0))*(Калькулятор!$F$8/70)^справочно!$Y$2,0),ROUND(INDEX($C$6:$V$17,MATCH(AM387,$B$6:$B$17,0),MATCH(AK387&AL387,$C$2:$V$2,0)),0))","v":536},"ЗО",{"$f":"3.6*AV387/(4.19*(Калькулятор!$C$8-Калькулятор!$D$8))","v":46.026730310262529},{"$f":"IF(Калькулятор!$F$8<>70,INDEX($C$6:$V$17,MATCH(AM387,$B$6:$B$17,0),MATCH(AK387&AL387,$C$2:$V$2,0))*(Калькулятор!$F$8/70)^справочно!$Y$2,INDEX($C$6:$V$17,MATCH(AM387,$B$6:$B$17,0),MATCH(AK387&AL387,$C$2:$V$2,0)))","v":535.70000000000005}]
[null,null,null,null,null,null,null,null,null,null,null,null,null,null,null,null,null,null,null,null,null,null,null,null,null,null,"Конвектор внутрипольный Royal Thermo ATRIUM-150/200/1200-DG-U-LB","НС-1477384","RT-A-150/200/1200-DG-U-LB",3,5,9,13,18,21,23,150,200,1200,"DG","U","LB",{"$f":"IF((IFERROR(IF(VLOOKUP(AK388,X:Y,2,0)=TRUE,1,0),0)+IFERROR(IF(VLOOKUP(AL388,X:Y,2,0)=TRUE,1,0),0)+IFERROR(IF(VLOOKUP(AN388,X:Y,2,0)=TRUE,1,0),0)+IFERROR(IF(VLOOKUP(AO388,X:Y,2,0)=TRUE,1,0),0)+IFERROR(IF(VLOOKUP(AP388,X:Y,2,0)=TRUE,1,0),0)+IF(AND(AM388>=Калькулятор!$C$14,AM388<=Калькулятор!$E$14),1,0)+IF(OR(AND(AS388>=Калькулятор!$C$11,AS388<=IF(ISBLANK(Калькулятор!$E$11),100000,Калькулятор!$E$11)),Калькулятор!$C$11&Калькулятор!$E$11=\"\"),1,0))=7,1,0)","v":0},{"$f":"SUM(AQ$2:AQ388)","v":240},{"$f":"IF(Калькулятор!$F$8<>70,ROUND(INDEX($C$6:$V$17,MATCH(AM388,$B$6:$B$17,0),MATCH(AK388&AL388,$C$2:$V$2,0))*(Калькулятор!$F$8/70)^справочно!$Y$2,0),ROUND(INDEX($C$6:$V$17,MATCH(AM388,$B$6:$B$17,0),MATCH(AK388&AL388,$C$2:$V$2,0)),0))","v":686},"ЗО",{"$f":"3.6*AV388/(4.19*(Калькулятор!$C$8-Калькулятор!$D$8))","v":58.974701670644393},{"$f":"IF(Калькулятор!$F$8<>70,INDEX($C$6:$V$17,MATCH(AM388,$B$6:$B$17,0),MATCH(AK388&AL388,$C$2:$V$2,0))*(Калькулятор!$F$8/70)^справочно!$Y$2,INDEX($C$6:$V$17,MATCH(AM388,$B$6:$B$17,0),MATCH(AK388&AL388,$C$2:$V$2,0)))","v":686.40000000000009}]
[null,null,null,null,null,null,null,null,null,null,null,null,null,null,null,null,null,null,null,null,null,null,null,null,null,null,"Конвектор внутрипольный Royal Thermo ATRIUM-150/200/1400-DG-U-LB","НС-1477387","RT-A-150/200/1400-DG-U-LB",3,5,9,13,18,21,23,150,200,1400,"DG","U","LB",{"$f":"IF((IFERROR(IF(VLOOKUP(AK389,X:Y,2,0)=TRUE,1,0),0)+IFERROR(IF(VLOOKUP(AL389,X:Y,2,0)=TRUE,1,0),0)+IFERROR(IF(VLOOKUP(AN389,X:Y,2,0)=TRUE,1,0),0)+IFERROR(IF(VLOOKUP(AO389,X:Y,2,0)=TRUE,1,0),0)+IFERROR(IF(VLOOKUP(AP389,X:Y,2,0)=TRUE,1,0),0)+IF(AND(AM389>=Калькулятор!$C$14,AM389<=Калькулятор!$E$14),1,0)+IF(OR(AND(AS389>=Калькулятор!$C$11,AS389<=IF(ISBLANK(Калькулятор!$E$11),100000,Калькулятор!$E$11)),Калькулятор!$C$11&Калькулятор!$E$11=\"\"),1,0))=7,1,0)","v":0},{"$f":"SUM(AQ$2:AQ389)","v":240},{"$f":"IF(Калькулятор!$F$8<>70,ROUND(INDEX($C$6:$V$17,MATCH(AM389,$B$6:$B$17,0),MATCH(AK389&AL389,$C$2:$V$2,0))*(Калькулятор!$F$8/70)^справочно!$Y$2,0),ROUND(INDEX($C$6:$V$17,MATCH(AM389,$B$6:$B$17,0),MATCH(AK389&AL389,$C$2:$V$2,0)),0))","v":835},"ЗО",{"$f":"3.6*AV389/(4.19*(Калькулятор!$C$8-Калькулятор!$D$8))","v":71.733651551312647},{"$f":"IF(Калькулятор!$F$8<>70,INDEX($C$6:$V$17,MATCH(AM389,$B$6:$B$17,0),MATCH(AK389&AL389,$C$2:$V$2,0))*(Калькулятор!$F$8/70)^справочно!$Y$2,INDEX($C$6:$V$17,MATCH(AM389,$B$6:$B$17,0),MATCH(AK389&AL389,$C$2:$V$2,0)))","v":834.90000000000009}]
[null,null,null,null,null,null,null,null,null,null,null,null,null,null,null,null,null,null,null,null,null,null,null,null,null,null,"Конвектор внутрипольный Royal Thermo ATRIUM-150/200/1600-DG-U-LB","НС-1477390","RT-A-150/200/1600-DG-U-LB",3,5,9,13,18,21,23,150,200,1600,"DG","U","LB",{"$f":"IF((IFERROR(IF(VLOOKUP(AK390,X:Y,2,0)=TRUE,1,0),0)+IFERROR(IF(VLOOKUP(AL390,X:Y,2,0)=TRUE,1,0),0)+IFERROR(IF(VLOOKUP(AN390,X:Y,2,0)=TRUE,1,0),0)+IFERROR(IF(VLOOKUP(AO390,X:Y,2,0)=TRUE,1,0),0)+IFERROR(IF(VLOOKUP(AP390,X:Y,2,0)=TRUE,1,0),0)+IF(AND(AM390>=Калькулятор!$C$14,AM390<=Калькулятор!$E$14),1,0)+IF(OR(AND(AS390>=Калькулятор!$C$11,AS390<=IF(ISBLANK(Калькулятор!$E$11),100000,Калькулятор!$E$11)),Калькулятор!$C$11&Калькулятор!$E$11=\"\"),1,0))=7,1,0)","v":0},{"$f":"SUM(AQ$2:AQ390)","v":240},{"$f":"IF(Калькулятор!$F$8<>70,ROUND(INDEX($C$6:$V$17,MATCH(AM390,$B$6:$B$17,0),MATCH(AK390&AL390,$C$2:$V$2,0))*(Калькулятор!$F$8/70)^справочно!$Y$2,0),ROUND(INDEX($C$6:$V$17,MATCH(AM390,$B$6:$B$17,0),MATCH(AK390&AL390,$C$2:$V$2,0)),0))","v":982},"ЗО",{"$f":"3.6*AV390/(4.19*(Калькулятор!$C$8-Калькулятор!$D$8))","v":84.3980906921241},{"$f":"IF(Калькулятор!$F$8<>70,INDEX($C$6:$V$17,MATCH(AM390,$B$6:$B$17,0),MATCH(AK390&AL390,$C$2:$V$2,0))*(Калькулятор!$F$8/70)^справочно!$Y$2,INDEX($C$6:$V$17,MATCH(AM390,$B$6:$B$17,0),MATCH(AK390&AL390,$C$2:$V$2,0)))","v":982.30000000000007}]
[null,null,null,null,null,null,null,null,null,null,null,null,null,null,null,null,null,null,null,null,null,null,null,null,null,null,"Конвектор внутрипольный Royal Thermo ATRIUM-150/200/1800-DG-U-LB","НС-1477393","RT-A-150/200/1800-DG-U-LB",3,5,9,13,18,21,23,150,200,1800,"DG","U","LB",{"$f":"IF((IFERROR(IF(VLOOKUP(AK391,X:Y,2,0)=TRUE,1,0),0)+IFERROR(IF(VLOOKUP(AL391,X:Y,2,0)=TRUE,1,0),0)+IFERROR(IF(VLOOKUP(AN391,X:Y,2,0)=TRUE,1,0),0)+IFERROR(IF(VLOOKUP(AO391,X:Y,2,0)=TRUE,1,0),0)+IFERROR(IF(VLOOKUP(AP391,X:Y,2,0)=TRUE,1,0),0)+IF(AND(AM391>=Калькулятор!$C$14,AM391<=Калькулятор!$E$14),1,0)+IF(OR(AND(AS391>=Калькулятор!$C$11,AS391<=IF(ISBLANK(Калькулятор!$E$11),100000,Калькулятор!$E$11)),Калькулятор!$C$11&Калькулятор!$E$11=\"\"),1,0))=7,1,0)","v":0},{"$f":"SUM(AQ$2:AQ391)","v":240},{"$f":"IF(Калькулятор!$F$8<>70,ROUND(INDEX($C$6:$V$17,MATCH(AM391,$B$6:$B$17,0),MATCH(AK391&AL391,$C$2:$V$2,0))*(Калькулятор!$F$8/70)^справочно!$Y$2,0),ROUND(INDEX($C$6:$V$17,MATCH(AM391,$B$6:$B$17,0),MATCH(AK391&AL391,$C$2:$V$2,0)),0))","v":1130},"ЗО",{"$f":"3.6*AV391/(4.19*(Калькулятор!$C$8-Калькулятор!$D$8))","v":97.062529832935553},{"$f":"IF(Калькулятор!$F$8<>70,INDEX($C$6:$V$17,MATCH(AM391,$B$6:$B$17,0),MATCH(AK391&AL391,$C$2:$V$2,0))*(Калькулятор!$F$8/70)^справочно!$Y$2,INDEX($C$6:$V$17,MATCH(AM391,$B$6:$B$17,0),MATCH(AK391&AL391,$C$2:$V$2,0)))","v":1129.7}]
[null,null,null,null,null,null,null,null,null,null,null,null,null,null,null,null,null,null,null,null,null,null,null,null,null,null,"Конвектор внутрипольный Royal Thermo ATRIUM-150/200/2000-DG-U-LB","НС-1477396","RT-A-150/200/2000-DG-U-LB",3,5,9,13,18,21,23,150,200,2000,"DG","U","LB",{"$f":"IF((IFERROR(IF(VLOOKUP(AK392,X:Y,2,0)=TRUE,1,0),0)+IFERROR(IF(VLOOKUP(AL392,X:Y,2,0)=TRUE,1,0),0)+IFERROR(IF(VLOOKUP(AN392,X:Y,2,0)=TRUE,1,0),0)+IFERROR(IF(VLOOKUP(AO392,X:Y,2,0)=TRUE,1,0),0)+IFERROR(IF(VLOOKUP(AP392,X:Y,2,0)=TRUE,1,0),0)+IF(AND(AM392>=Калькулятор!$C$14,AM392<=Калькулятор!$E$14),1,0)+IF(OR(AND(AS392>=Калькулятор!$C$11,AS392<=IF(ISBLANK(Калькулятор!$E$11),100000,Калькулятор!$E$11)),Калькулятор!$C$11&Калькулятор!$E$11=\"\"),1,0))=7,1,0)","v":0},{"$f":"SUM(AQ$2:AQ392)","v":240},{"$f":"IF(Калькулятор!$F$8<>70,ROUND(INDEX($C$6:$V$17,MATCH(AM392,$B$6:$B$17,0),MATCH(AK392&AL392,$C$2:$V$2,0))*(Калькулятор!$F$8/70)^справочно!$Y$2,0),ROUND(INDEX($C$6:$V$17,MATCH(AM392,$B$6:$B$17,0),MATCH(AK392&AL392,$C$2:$V$2,0)),0))","v":1278},"ЗО",{"$f":"3.6*AV392/(4.19*(Калькулятор!$C$8-Калькулятор!$D$8))","v":109.82147971360381},{"$f":"IF(Калькулятор!$F$8<>70,INDEX($C$6:$V$17,MATCH(AM392,$B$6:$B$17,0),MATCH(AK392&AL392,$C$2:$V$2,0))*(Калькулятор!$F$8/70)^справочно!$Y$2,INDEX($C$6:$V$17,MATCH(AM392,$B$6:$B$17,0),MATCH(AK392&AL392,$C$2:$V$2,0)))","v":1278.2}]
[null,null,null,null,null,null,null,null,null,null,null,null,null,null,null,null,null,null,null,null,null,null,null,null,null,null,"Конвектор внутрипольный Royal Thermo ATRIUM-150/200/2200-DG-U-LB","НС-1477399","RT-A-150/200/2200-DG-U-LB",3,5,9,13,18,21,23,150,200,2200,"DG","U","LB",{"$f":"IF((IFERROR(IF(VLOOKUP(AK393,X:Y,2,0)=TRUE,1,0),0)+IFERROR(IF(VLOOKUP(AL393,X:Y,2,0)=TRUE,1,0),0)+IFERROR(IF(VLOOKUP(AN393,X:Y,2,0)=TRUE,1,0),0)+IFERROR(IF(VLOOKUP(AO393,X:Y,2,0)=TRUE,1,0),0)+IFERROR(IF(VLOOKUP(AP393,X:Y,2,0)=TRUE,1,0),0)+IF(AND(AM393>=Калькулятор!$C$14,AM393<=Калькулятор!$E$14),1,0)+IF(OR(AND(AS393>=Калькулятор!$C$11,AS393<=IF(ISBLANK(Калькулятор!$E$11),100000,Калькулятор!$E$11)),Калькулятор!$C$11&Калькулятор!$E$11=\"\"),1,0))=7,1,0)","v":0},{"$f":"SUM(AQ$2:AQ393)","v":240},{"$f":"IF(Калькулятор!$F$8<>70,ROUND(INDEX($C$6:$V$17,MATCH(AM393,$B$6:$B$17,0),MATCH(AK393&AL393,$C$2:$V$2,0))*(Калькулятор!$F$8/70)^справочно!$Y$2,0),ROUND(INDEX($C$6:$V$17,MATCH(AM393,$B$6:$B$17,0),MATCH(AK393&AL393,$C$2:$V$2,0)),0))","v":1426},"ЗО",{"$f":"3.6*AV393/(4.19*(Калькулятор!$C$8-Калькулятор!$D$8))","v":122.48591885441527},{"$f":"IF(Калькулятор!$F$8<>70,INDEX($C$6:$V$17,MATCH(AM393,$B$6:$B$17,0),MATCH(AK393&AL393,$C$2:$V$2,0))*(Калькулятор!$F$8/70)^справочно!$Y$2,INDEX($C$6:$V$17,MATCH(AM393,$B$6:$B$17,0),MATCH(AK393&AL393,$C$2:$V$2,0)))","v":1425.6000000000001}]
[null,null,null,null,null,null,null,null,null,null,null,null,null,null,null,null,null,null,null,null,null,null,null,null,null,null,"Конвектор внутрипольный Royal Thermo ATRIUM-150/200/2400-DG-U-LB","НС-1477402","RT-A-150/200/2400-DG-U-LB",3,5,9,13,18,21,23,150,200,2400,"DG","U","LB",{"$f":"IF((IFERROR(IF(VLOOKUP(AK394,X:Y,2,0)=TRUE,1,0),0)+IFERROR(IF(VLOOKUP(AL394,X:Y,2,0)=TRUE,1,0),0)+IFERROR(IF(VLOOKUP(AN394,X:Y,2,0)=TRUE,1,0),0)+IFERROR(IF(VLOOKUP(AO394,X:Y,2,0)=TRUE,1,0),0)+IFERROR(IF(VLOOKUP(AP394,X:Y,2,0)=TRUE,1,0),0)+IF(AND(AM394>=Калькулятор!$C$14,AM394<=Калькулятор!$E$14),1,0)+IF(OR(AND(AS394>=Калькулятор!$C$11,AS394<=IF(ISBLANK(Калькулятор!$E$11),100000,Калькулятор!$E$11)),Калькулятор!$C$11&Калькулятор!$E$11=\"\"),1,0))=7,1,0)","v":0},{"$f":"SUM(AQ$2:AQ394)","v":240},{"$f":"IF(Калькулятор!$F$8<>70,ROUND(INDEX($C$6:$V$17,MATCH(AM394,$B$6:$B$17,0),MATCH(AK394&AL394,$C$2:$V$2,0))*(Калькулятор!$F$8/70)^справочно!$Y$2,0),ROUND(INDEX($C$6:$V$17,MATCH(AM394,$B$6:$B$17,0),MATCH(AK394&AL394,$C$2:$V$2,0)),0))","v":1573},"ЗО",{"$f":"3.6*AV394/(4.19*(Калькулятор!$C$8-Калькулятор!$D$8))","v":135.15035799522673},{"$f":"IF(Калькулятор!$F$8<>70,INDEX($C$6:$V$17,MATCH(AM394,$B$6:$B$17,0),MATCH(AK394&AL394,$C$2:$V$2,0))*(Калькулятор!$F$8/70)^справочно!$Y$2,INDEX($C$6:$V$17,MATCH(AM394,$B$6:$B$17,0),MATCH(AK394&AL394,$C$2:$V$2,0)))","v":1573.0000000000002}]
[null,null,null,null,null,null,null,null,null,null,null,null,null,null,null,null,null,null,null,null,null,null,null,null,null,null,"Конвектор внутрипольный Royal Thermo ATRIUM-150/200/2600-DG-U-LB","НС-1477405","RT-A-150/200/2600-DG-U-LB",3,5,9,13,18,21,23,150,200,2600,"DG","U","LB",{"$f":"IF((IFERROR(IF(VLOOKUP(AK395,X:Y,2,0)=TRUE,1,0),0)+IFERROR(IF(VLOOKUP(AL395,X:Y,2,0)=TRUE,1,0),0)+IFERROR(IF(VLOOKUP(AN395,X:Y,2,0)=TRUE,1,0),0)+IFERROR(IF(VLOOKUP(AO395,X:Y,2,0)=TRUE,1,0),0)+IFERROR(IF(VLOOKUP(AP395,X:Y,2,0)=TRUE,1,0),0)+IF(AND(AM395>=Калькулятор!$C$14,AM395<=Калькулятор!$E$14),1,0)+IF(OR(AND(AS395>=Калькулятор!$C$11,AS395<=IF(ISBLANK(Калькулятор!$E$11),100000,Калькулятор!$E$11)),Калькулятор!$C$11&Калькулятор!$E$11=\"\"),1,0))=7,1,0)","v":0},{"$f":"SUM(AQ$2:AQ395)","v":240},{"$f":"IF(Калькулятор!$F$8<>70,ROUND(INDEX($C$6:$V$17,MATCH(AM395,$B$6:$B$17,0),MATCH(AK395&AL395,$C$2:$V$2,0))*(Калькулятор!$F$8/70)^справочно!$Y$2,0),ROUND(INDEX($C$6:$V$17,MATCH(AM395,$B$6:$B$17,0),MATCH(AK395&AL395,$C$2:$V$2,0)),0))","v":1720},"ЗО",{"$f":"3.6*AV395/(4.19*(Калькулятор!$C$8-Калькулятор!$D$8))","v":147.81479713603818},{"$f":"IF(Калькулятор!$F$8<>70,INDEX($C$6:$V$17,MATCH(AM395,$B$6:$B$17,0),MATCH(AK395&AL395,$C$2:$V$2,0))*(Калькулятор!$F$8/70)^справочно!$Y$2,INDEX($C$6:$V$17,MATCH(AM395,$B$6:$B$17,0),MATCH(AK395&AL395,$C$2:$V$2,0)))","v":1720.4}]
[null,null,null,null,null,null,null,null,null,null,null,null,null,null,null,null,null,null,null,null,null,null,null,null,null,null,"Конвектор внутрипольный Royal Thermo ATRIUM-150/200/2800-DG-U-LB","НС-1477408","RT-A-150/200/2800-DG-U-LB",3,5,9,13,18,21,23,150,200,2800,"DG","U","LB",{"$f":"IF((IFERROR(IF(VLOOKUP(AK396,X:Y,2,0)=TRUE,1,0),0)+IFERROR(IF(VLOOKUP(AL396,X:Y,2,0)=TRUE,1,0),0)+IFERROR(IF(VLOOKUP(AN396,X:Y,2,0)=TRUE,1,0),0)+IFERROR(IF(VLOOKUP(AO396,X:Y,2,0)=TRUE,1,0),0)+IFERROR(IF(VLOOKUP(AP396,X:Y,2,0)=TRUE,1,0),0)+IF(AND(AM396>=Калькулятор!$C$14,AM396<=Калькулятор!$E$14),1,0)+IF(OR(AND(AS396>=Калькулятор!$C$11,AS396<=IF(ISBLANK(Калькулятор!$E$11),100000,Калькулятор!$E$11)),Калькулятор!$C$11&Калькулятор!$E$11=\"\"),1,0))=7,1,0)","v":0},{"$f":"SUM(AQ$2:AQ396)","v":240},{"$f":"IF(Калькулятор!$F$8<>70,ROUND(INDEX($C$6:$V$17,MATCH(AM396,$B$6:$B$17,0),MATCH(AK396&AL396,$C$2:$V$2,0))*(Калькулятор!$F$8/70)^справочно!$Y$2,0),ROUND(INDEX($C$6:$V$17,MATCH(AM396,$B$6:$B$17,0),MATCH(AK396&AL396,$C$2:$V$2,0)),0))","v":1869},"ЗО",{"$f":"3.6*AV396/(4.19*(Калькулятор!$C$8-Калькулятор!$D$8))","v":160.57374701670645},{"$f":"IF(Калькулятор!$F$8<>70,INDEX($C$6:$V$17,MATCH(AM396,$B$6:$B$17,0),MATCH(AK396&AL396,$C$2:$V$2,0))*(Калькулятор!$F$8/70)^справочно!$Y$2,INDEX($C$6:$V$17,MATCH(AM396,$B$6:$B$17,0),MATCH(AK396&AL396,$C$2:$V$2,0)))","v":1868.9}]
[null,null,null,null,null,null,null,null,null,null,null,null,null,null,null,null,null,null,null,null,null,null,null,null,null,null,"Конвектор внутрипольный Royal Thermo ATRIUM-150/200/3000-DG-U-LB","НС-1477411","RT-A-150/200/3000-DG-U-LB",3,5,9,13,18,21,23,150,200,3000,"DG","U","LB",{"$f":"IF((IFERROR(IF(VLOOKUP(AK397,X:Y,2,0)=TRUE,1,0),0)+IFERROR(IF(VLOOKUP(AL397,X:Y,2,0)=TRUE,1,0),0)+IFERROR(IF(VLOOKUP(AN397,X:Y,2,0)=TRUE,1,0),0)+IFERROR(IF(VLOOKUP(AO397,X:Y,2,0)=TRUE,1,0),0)+IFERROR(IF(VLOOKUP(AP397,X:Y,2,0)=TRUE,1,0),0)+IF(AND(AM397>=Калькулятор!$C$14,AM397<=Калькулятор!$E$14),1,0)+IF(OR(AND(AS397>=Калькулятор!$C$11,AS397<=IF(ISBLANK(Калькулятор!$E$11),100000,Калькулятор!$E$11)),Калькулятор!$C$11&Калькулятор!$E$11=\"\"),1,0))=7,1,0)","v":0},{"$f":"SUM(AQ$2:AQ397)","v":240},{"$f":"IF(Калькулятор!$F$8<>70,ROUND(INDEX($C$6:$V$17,MATCH(AM397,$B$6:$B$17,0),MATCH(AK397&AL397,$C$2:$V$2,0))*(Калькулятор!$F$8/70)^справочно!$Y$2,0),ROUND(INDEX($C$6:$V$17,MATCH(AM397,$B$6:$B$17,0),MATCH(AK397&AL397,$C$2:$V$2,0)),0))","v":2016},"ЗО",{"$f":"3.6*AV397/(4.19*(Калькулятор!$C$8-Калькулятор!$D$8))","v":173.2381861575179},{"$f":"IF(Калькулятор!$F$8<>70,INDEX($C$6:$V$17,MATCH(AM397,$B$6:$B$17,0),MATCH(AK397&AL397,$C$2:$V$2,0))*(Калькулятор!$F$8/70)^справочно!$Y$2,INDEX($C$6:$V$17,MATCH(AM397,$B$6:$B$17,0),MATCH(AK397&AL397,$C$2:$V$2,0)))","v":2016.3000000000002}]
[null,null,null,null,null,null,null,null,null,null,null,null,null,null,null,null,null,null,null,null,null,null,null,null,null,null,"Конвектор внутрипольный Royal Thermo ATRIUM-150/250/800-DG-U-LB","НС-1477451","RT-A-150/250/800-DG-U-LB",3,5,9,13,17,20,22,150,250,800,"DG","U","LB",{"$f":"IF((IFERROR(IF(VLOOKUP(AK398,X:Y,2,0)=TRUE,1,0),0)+IFERROR(IF(VLOOKUP(AL398,X:Y,2,0)=TRUE,1,0),0)+IFERROR(IF(VLOOKUP(AN398,X:Y,2,0)=TRUE,1,0),0)+IFERROR(IF(VLOOKUP(AO398,X:Y,2,0)=TRUE,1,0),0)+IFERROR(IF(VLOOKUP(AP398,X:Y,2,0)=TRUE,1,0),0)+IF(AND(AM398>=Калькулятор!$C$14,AM398<=Калькулятор!$E$14),1,0)+IF(OR(AND(AS398>=Калькулятор!$C$11,AS398<=IF(ISBLANK(Калькулятор!$E$11),100000,Калькулятор!$E$11)),Калькулятор!$C$11&Калькулятор!$E$11=\"\"),1,0))=7,1,0)","v":0},{"$f":"SUM(AQ$2:AQ398)","v":240},{"$f":"IF(Калькулятор!$F$8<>70,ROUND(INDEX($C$6:$V$17,MATCH(AM398,$B$6:$B$17,0),MATCH(AK398&AL398,$C$2:$V$2,0))*(Калькулятор!$F$8/70)^справочно!$Y$2,0),ROUND(INDEX($C$6:$V$17,MATCH(AM398,$B$6:$B$17,0),MATCH(AK398&AL398,$C$2:$V$2,0)),0))","v":503},"ЗО",{"$f":"3.6*AV398/(4.19*(Калькулятор!$C$8-Калькулятор!$D$8))","v":43.19140811455847},{"$f":"IF(Калькулятор!$F$8<>70,INDEX($C$6:$V$17,MATCH(AM398,$B$6:$B$17,0),MATCH(AK398&AL398,$C$2:$V$2,0))*(Калькулятор!$F$8/70)^справочно!$Y$2,INDEX($C$6:$V$17,MATCH(AM398,$B$6:$B$17,0),MATCH(AK398&AL398,$C$2:$V$2,0)))","v":502.70000000000005}]
[null,null,null,null,null,null,null,null,null,null,null,null,null,null,null,null,null,null,null,null,null,null,null,null,null,null,"Конвектор внутрипольный Royal Thermo ATRIUM-150/250/1000-DG-U-LB","НС-1477420","RT-A-150/250/1000-DG-U-LB",3,5,9,13,18,21,23,150,250,1000,"DG","U","LB",{"$f":"IF((IFERROR(IF(VLOOKUP(AK399,X:Y,2,0)=TRUE,1,0),0)+IFERROR(IF(VLOOKUP(AL399,X:Y,2,0)=TRUE,1,0),0)+IFERROR(IF(VLOOKUP(AN399,X:Y,2,0)=TRUE,1,0),0)+IFERROR(IF(VLOOKUP(AO399,X:Y,2,0)=TRUE,1,0),0)+IFERROR(IF(VLOOKUP(AP399,X:Y,2,0)=TRUE,1,0),0)+IF(AND(AM399>=Калькулятор!$C$14,AM399<=Калькулятор!$E$14),1,0)+IF(OR(AND(AS399>=Калькулятор!$C$11,AS399<=IF(ISBLANK(Калькулятор!$E$11),100000,Калькулятор!$E$11)),Калькулятор!$C$11&Калькулятор!$E$11=\"\"),1,0))=7,1,0)","v":0},{"$f":"SUM(AQ$2:AQ399)","v":240},{"$f":"IF(Калькулятор!$F$8<>70,ROUND(INDEX($C$6:$V$17,MATCH(AM399,$B$6:$B$17,0),MATCH(AK399&AL399,$C$2:$V$2,0))*(Калькулятор!$F$8/70)^справочно!$Y$2,0),ROUND(INDEX($C$6:$V$17,MATCH(AM399,$B$6:$B$17,0),MATCH(AK399&AL399,$C$2:$V$2,0)),0))","v":671},"ЗО",{"$f":"3.6*AV399/(4.19*(Калькулятор!$C$8-Калькулятор!$D$8))","v":57.651551312649154},{"$f":"IF(Калькулятор!$F$8<>70,INDEX($C$6:$V$17,MATCH(AM399,$B$6:$B$17,0),MATCH(AK399&AL399,$C$2:$V$2,0))*(Калькулятор!$F$8/70)^справочно!$Y$2,INDEX($C$6:$V$17,MATCH(AM399,$B$6:$B$17,0),MATCH(AK399&AL399,$C$2:$V$2,0)))","v":671}]
[null,null,null,null,null,null,null,null,null,null,null,null,null,null,null,null,null,null,null,null,null,null,null,null,null,null,"Конвектор внутрипольный Royal Thermo ATRIUM-150/250/1200-DG-U-LB","НС-1477423","RT-A-150/250/1200-DG-U-LB",3,5,9,13,18,21,23,150,250,1200,"DG","U","LB",{"$f":"IF((IFERROR(IF(VLOOKUP(AK400,X:Y,2,0)=TRUE,1,0),0)+IFERROR(IF(VLOOKUP(AL400,X:Y,2,0)=TRUE,1,0),0)+IFERROR(IF(VLOOKUP(AN400,X:Y,2,0)=TRUE,1,0),0)+IFERROR(IF(VLOOKUP(AO400,X:Y,2,0)=TRUE,1,0),0)+IFERROR(IF(VLOOKUP(AP400,X:Y,2,0)=TRUE,1,0),0)+IF(AND(AM400>=Калькулятор!$C$14,AM400<=Калькулятор!$E$14),1,0)+IF(OR(AND(AS400>=Калькулятор!$C$11,AS400<=IF(ISBLANK(Калькулятор!$E$11),100000,Калькулятор!$E$11)),Калькулятор!$C$11&Калькулятор!$E$11=\"\"),1,0))=7,1,0)","v":0},{"$f":"SUM(AQ$2:AQ400)","v":240},{"$f":"IF(Калькулятор!$F$8<>70,ROUND(INDEX($C$6:$V$17,MATCH(AM400,$B$6:$B$17,0),MATCH(AK400&AL400,$C$2:$V$2,0))*(Калькулятор!$F$8/70)^справочно!$Y$2,0),ROUND(INDEX($C$6:$V$17,MATCH(AM400,$B$6:$B$17,0),MATCH(AK400&AL400,$C$2:$V$2,0)),0))","v":839},"ЗО",{"$f":"3.6*AV400/(4.19*(Калькулятор!$C$8-Калькулятор!$D$8))","v":72.111694510739852},{"$f":"IF(Калькулятор!$F$8<>70,INDEX($C$6:$V$17,MATCH(AM400,$B$6:$B$17,0),MATCH(AK400&AL400,$C$2:$V$2,0))*(Калькулятор!$F$8/70)^справочно!$Y$2,INDEX($C$6:$V$17,MATCH(AM400,$B$6:$B$17,0),MATCH(AK400&AL400,$C$2:$V$2,0)))","v":839.30000000000007}]
[null,null,null,null,null,null,null,null,null,null,null,null,null,null,null,null,null,null,null,null,null,null,null,null,null,null,"Конвектор внутрипольный Royal Thermo ATRIUM-150/250/1400-DG-U-LB","НС-1477426","RT-A-150/250/1400-DG-U-LB",3,5,9,13,18,21,23,150,250,1400,"DG","U","LB",{"$f":"IF((IFERROR(IF(VLOOKUP(AK401,X:Y,2,0)=TRUE,1,0),0)+IFERROR(IF(VLOOKUP(AL401,X:Y,2,0)=TRUE,1,0),0)+IFERROR(IF(VLOOKUP(AN401,X:Y,2,0)=TRUE,1,0),0)+IFERROR(IF(VLOOKUP(AO401,X:Y,2,0)=TRUE,1,0),0)+IFERROR(IF(VLOOKUP(AP401,X:Y,2,0)=TRUE,1,0),0)+IF(AND(AM401>=Калькулятор!$C$14,AM401<=Калькулятор!$E$14),1,0)+IF(OR(AND(AS401>=Калькулятор!$C$11,AS401<=IF(ISBLANK(Калькулятор!$E$11),100000,Калькулятор!$E$11)),Калькулятор!$C$11&Калькулятор!$E$11=\"\"),1,0))=7,1,0)","v":0},{"$f":"SUM(AQ$2:AQ401)","v":240},{"$f":"IF(Калькулятор!$F$8<>70,ROUND(INDEX($C$6:$V$17,MATCH(AM401,$B$6:$B$17,0),MATCH(AK401&AL401,$C$2:$V$2,0))*(Калькулятор!$F$8/70)^справочно!$Y$2,0),ROUND(INDEX($C$6:$V$17,MATCH(AM401,$B$6:$B$17,0),MATCH(AK401&AL401,$C$2:$V$2,0)),0))","v":1008},"ЗО",{"$f":"3.6*AV401/(4.19*(Калькулятор!$C$8-Калькулятор!$D$8))","v":86.571837708830557},{"$f":"IF(Калькулятор!$F$8<>70,INDEX($C$6:$V$17,MATCH(AM401,$B$6:$B$17,0),MATCH(AK401&AL401,$C$2:$V$2,0))*(Калькулятор!$F$8/70)^справочно!$Y$2,INDEX($C$6:$V$17,MATCH(AM401,$B$6:$B$17,0),MATCH(AK401&AL401,$C$2:$V$2,0)))","v":1007.6000000000001}]
[null,null,null,null,null,null,null,null,null,null,null,null,null,null,null,null,null,null,null,null,null,null,null,null,null,null,"Конвектор внутрипольный Royal Thermo ATRIUM-150/250/1600-DG-U-LB","НС-1477429","RT-A-150/250/1600-DG-U-LB",3,5,9,13,18,21,23,150,250,1600,"DG","U","LB",{"$f":"IF((IFERROR(IF(VLOOKUP(AK402,X:Y,2,0)=TRUE,1,0),0)+IFERROR(IF(VLOOKUP(AL402,X:Y,2,0)=TRUE,1,0),0)+IFERROR(IF(VLOOKUP(AN402,X:Y,2,0)=TRUE,1,0),0)+IFERROR(IF(VLOOKUP(AO402,X:Y,2,0)=TRUE,1,0),0)+IFERROR(IF(VLOOKUP(AP402,X:Y,2,0)=TRUE,1,0),0)+IF(AND(AM402>=Калькулятор!$C$14,AM402<=Калькулятор!$E$14),1,0)+IF(OR(AND(AS402>=Калькулятор!$C$11,AS402<=IF(ISBLANK(Калькулятор!$E$11),100000,Калькулятор!$E$11)),Калькулятор!$C$11&Калькулятор!$E$11=\"\"),1,0))=7,1,0)","v":0},{"$f":"SUM(AQ$2:AQ402)","v":240},{"$f":"IF(Калькулятор!$F$8<>70,ROUND(INDEX($C$6:$V$17,MATCH(AM402,$B$6:$B$17,0),MATCH(AK402&AL402,$C$2:$V$2,0))*(Калькулятор!$F$8/70)^справочно!$Y$2,0),ROUND(INDEX($C$6:$V$17,MATCH(AM402,$B$6:$B$17,0),MATCH(AK402&AL402,$C$2:$V$2,0)),0))","v":1176},"ЗО",{"$f":"3.6*AV402/(4.19*(Калькулятор!$C$8-Калькулятор!$D$8))","v":101.03198090692125},{"$f":"IF(Калькулятор!$F$8<>70,INDEX($C$6:$V$17,MATCH(AM402,$B$6:$B$17,0),MATCH(AK402&AL402,$C$2:$V$2,0))*(Калькулятор!$F$8/70)^справочно!$Y$2,INDEX($C$6:$V$17,MATCH(AM402,$B$6:$B$17,0),MATCH(AK402&AL402,$C$2:$V$2,0)))","v":1175.9000000000001}]
[null,null,null,null,null,null,null,null,null,null,null,null,null,null,null,null,null,null,null,null,null,null,null,null,null,null,"Конвектор внутрипольный Royal Thermo ATRIUM-150/250/1800-DG-U-LB","НС-1477432","RT-A-150/250/1800-DG-U-LB",3,5,9,13,18,21,23,150,250,1800,"DG","U","LB",{"$f":"IF((IFERROR(IF(VLOOKUP(AK403,X:Y,2,0)=TRUE,1,0),0)+IFERROR(IF(VLOOKUP(AL403,X:Y,2,0)=TRUE,1,0),0)+IFERROR(IF(VLOOKUP(AN403,X:Y,2,0)=TRUE,1,0),0)+IFERROR(IF(VLOOKUP(AO403,X:Y,2,0)=TRUE,1,0),0)+IFERROR(IF(VLOOKUP(AP403,X:Y,2,0)=TRUE,1,0),0)+IF(AND(AM403>=Калькулятор!$C$14,AM403<=Калькулятор!$E$14),1,0)+IF(OR(AND(AS403>=Калькулятор!$C$11,AS403<=IF(ISBLANK(Калькулятор!$E$11),100000,Калькулятор!$E$11)),Калькулятор!$C$11&Калькулятор!$E$11=\"\"),1,0))=7,1,0)","v":0},{"$f":"SUM(AQ$2:AQ403)","v":240},{"$f":"IF(Калькулятор!$F$8<>70,ROUND(INDEX($C$6:$V$17,MATCH(AM403,$B$6:$B$17,0),MATCH(AK403&AL403,$C$2:$V$2,0))*(Калькулятор!$F$8/70)^справочно!$Y$2,0),ROUND(INDEX($C$6:$V$17,MATCH(AM403,$B$6:$B$17,0),MATCH(AK403&AL403,$C$2:$V$2,0)),0))","v":1343},"ЗО",{"$f":"3.6*AV403/(4.19*(Калькулятор!$C$8-Калькулятор!$D$8))","v":115.39761336515514},{"$f":"IF(Калькулятор!$F$8<>70,INDEX($C$6:$V$17,MATCH(AM403,$B$6:$B$17,0),MATCH(AK403&AL403,$C$2:$V$2,0))*(Калькулятор!$F$8/70)^справочно!$Y$2,INDEX($C$6:$V$17,MATCH(AM403,$B$6:$B$17,0),MATCH(AK403&AL403,$C$2:$V$2,0)))","v":1343.1000000000001}]
[null,null,null,null,null,null,null,null,null,null,null,null,null,null,null,null,null,null,null,null,null,null,null,null,null,null,"Конвектор внутрипольный Royal Thermo ATRIUM-150/250/2000-DG-U-LB","НС-1477434","RT-A-150/250/2000-DG-U-LB",3,5,9,13,18,21,23,150,250,2000,"DG","U","LB",{"$f":"IF((IFERROR(IF(VLOOKUP(AK404,X:Y,2,0)=TRUE,1,0),0)+IFERROR(IF(VLOOKUP(AL404,X:Y,2,0)=TRUE,1,0),0)+IFERROR(IF(VLOOKUP(AN404,X:Y,2,0)=TRUE,1,0),0)+IFERROR(IF(VLOOKUP(AO404,X:Y,2,0)=TRUE,1,0),0)+IFERROR(IF(VLOOKUP(AP404,X:Y,2,0)=TRUE,1,0),0)+IF(AND(AM404>=Калькулятор!$C$14,AM404<=Калькулятор!$E$14),1,0)+IF(OR(AND(AS404>=Калькулятор!$C$11,AS404<=IF(ISBLANK(Калькулятор!$E$11),100000,Калькулятор!$E$11)),Калькулятор!$C$11&Калькулятор!$E$11=\"\"),1,0))=7,1,0)","v":0},{"$f":"SUM(AQ$2:AQ404)","v":240},{"$f":"IF(Калькулятор!$F$8<>70,ROUND(INDEX($C$6:$V$17,MATCH(AM404,$B$6:$B$17,0),MATCH(AK404&AL404,$C$2:$V$2,0))*(Калькулятор!$F$8/70)^справочно!$Y$2,0),ROUND(INDEX($C$6:$V$17,MATCH(AM404,$B$6:$B$17,0),MATCH(AK404&AL404,$C$2:$V$2,0)),0))","v":1513},"ЗО",{"$f":"3.6*AV404/(4.19*(Калькулятор!$C$8-Калькулятор!$D$8))","v":129.95226730310262},{"$f":"IF(Калькулятор!$F$8<>70,INDEX($C$6:$V$17,MATCH(AM404,$B$6:$B$17,0),MATCH(AK404&AL404,$C$2:$V$2,0))*(Калькулятор!$F$8/70)^справочно!$Y$2,INDEX($C$6:$V$17,MATCH(AM404,$B$6:$B$17,0),MATCH(AK404&AL404,$C$2:$V$2,0)))","v":1512.5000000000002}]
[null,null,null,null,null,null,null,null,null,null,null,null,null,null,null,null,null,null,null,null,null,null,null,null,null,null,"Конвектор внутрипольный Royal Thermo ATRIUM-150/250/2200-DG-U-LB","НС-1477437","RT-A-150/250/2200-DG-U-LB",3,5,9,13,18,21,23,150,250,2200,"DG","U","LB",{"$f":"IF((IFERROR(IF(VLOOKUP(AK405,X:Y,2,0)=TRUE,1,0),0)+IFERROR(IF(VLOOKUP(AL405,X:Y,2,0)=TRUE,1,0),0)+IFERROR(IF(VLOOKUP(AN405,X:Y,2,0)=TRUE,1,0),0)+IFERROR(IF(VLOOKUP(AO405,X:Y,2,0)=TRUE,1,0),0)+IFERROR(IF(VLOOKUP(AP405,X:Y,2,0)=TRUE,1,0),0)+IF(AND(AM405>=Калькулятор!$C$14,AM405<=Калькулятор!$E$14),1,0)+IF(OR(AND(AS405>=Калькулятор!$C$11,AS405<=IF(ISBLANK(Калькулятор!$E$11),100000,Калькулятор!$E$11)),Калькулятор!$C$11&Калькулятор!$E$11=\"\"),1,0))=7,1,0)","v":0},{"$f":"SUM(AQ$2:AQ405)","v":240},{"$f":"IF(Калькулятор!$F$8<>70,ROUND(INDEX($C$6:$V$17,MATCH(AM405,$B$6:$B$17,0),MATCH(AK405&AL405,$C$2:$V$2,0))*(Калькулятор!$F$8/70)^справочно!$Y$2,0),ROUND(INDEX($C$6:$V$17,MATCH(AM405,$B$6:$B$17,0),MATCH(AK405&AL405,$C$2:$V$2,0)),0))","v":1680},"ЗО",{"$f":"3.6*AV405/(4.19*(Калькулятор!$C$8-Калькулятор!$D$8))","v":144.31789976133649},{"$f":"IF(Калькулятор!$F$8<>70,INDEX($C$6:$V$17,MATCH(AM405,$B$6:$B$17,0),MATCH(AK405&AL405,$C$2:$V$2,0))*(Калькулятор!$F$8/70)^справочно!$Y$2,INDEX($C$6:$V$17,MATCH(AM405,$B$6:$B$17,0),MATCH(AK405&AL405,$C$2:$V$2,0)))","v":1679.7}]
[null,null,null,null,null,null,null,null,null,null,null,null,null,null,null,null,null,null,null,null,null,null,null,null,null,null,"Конвектор внутрипольный Royal Thermo ATRIUM-150/250/2400-DG-U-LB","НС-1477440","RT-A-150/250/2400-DG-U-LB",3,5,9,13,18,21,23,150,250,2400,"DG","U","LB",{"$f":"IF((IFERROR(IF(VLOOKUP(AK406,X:Y,2,0)=TRUE,1,0),0)+IFERROR(IF(VLOOKUP(AL406,X:Y,2,0)=TRUE,1,0),0)+IFERROR(IF(VLOOKUP(AN406,X:Y,2,0)=TRUE,1,0),0)+IFERROR(IF(VLOOKUP(AO406,X:Y,2,0)=TRUE,1,0),0)+IFERROR(IF(VLOOKUP(AP406,X:Y,2,0)=TRUE,1,0),0)+IF(AND(AM406>=Калькулятор!$C$14,AM406<=Калькулятор!$E$14),1,0)+IF(OR(AND(AS406>=Калькулятор!$C$11,AS406<=IF(ISBLANK(Калькулятор!$E$11),100000,Калькулятор!$E$11)),Калькулятор!$C$11&Калькулятор!$E$11=\"\"),1,0))=7,1,0)","v":0},{"$f":"SUM(AQ$2:AQ406)","v":240},{"$f":"IF(Калькулятор!$F$8<>70,ROUND(INDEX($C$6:$V$17,MATCH(AM406,$B$6:$B$17,0),MATCH(AK406&AL406,$C$2:$V$2,0))*(Калькулятор!$F$8/70)^справочно!$Y$2,0),ROUND(INDEX($C$6:$V$17,MATCH(AM406,$B$6:$B$17,0),MATCH(AK406&AL406,$C$2:$V$2,0)),0))","v":1887},"ЗО",{"$f":"3.6*AV406/(4.19*(Калькулятор!$C$8-Калькулятор!$D$8))","v":162.08591885441527},{"$f":"IF(Калькулятор!$F$8<>70,INDEX($C$6:$V$17,MATCH(AM406,$B$6:$B$17,0),MATCH(AK406&AL406,$C$2:$V$2,0))*(Калькулятор!$F$8/70)^справочно!$Y$2,INDEX($C$6:$V$17,MATCH(AM406,$B$6:$B$17,0),MATCH(AK406&AL406,$C$2:$V$2,0)))","v":1886.5000000000002}]
[null,null,null,null,null,null,null,null,null,null,null,null,null,null,null,null,null,null,null,null,null,null,null,null,null,null,"Конвектор внутрипольный Royal Thermo ATRIUM-150/250/2600-DG-U-LB","НС-1477442","RT-A-150/250/2600-DG-U-LB",3,5,9,13,18,21,23,150,250,2600,"DG","U","LB",{"$f":"IF((IFERROR(IF(VLOOKUP(AK407,X:Y,2,0)=TRUE,1,0),0)+IFERROR(IF(VLOOKUP(AL407,X:Y,2,0)=TRUE,1,0),0)+IFERROR(IF(VLOOKUP(AN407,X:Y,2,0)=TRUE,1,0),0)+IFERROR(IF(VLOOKUP(AO407,X:Y,2,0)=TRUE,1,0),0)+IFERROR(IF(VLOOKUP(AP407,X:Y,2,0)=TRUE,1,0),0)+IF(AND(AM407>=Калькулятор!$C$14,AM407<=Калькулятор!$E$14),1,0)+IF(OR(AND(AS407>=Калькулятор!$C$11,AS407<=IF(ISBLANK(Калькулятор!$E$11),100000,Калькулятор!$E$11)),Калькулятор!$C$11&Калькулятор!$E$11=\"\"),1,0))=7,1,0)","v":0},{"$f":"SUM(AQ$2:AQ407)","v":240},{"$f":"IF(Калькулятор!$F$8<>70,ROUND(INDEX($C$6:$V$17,MATCH(AM407,$B$6:$B$17,0),MATCH(AK407&AL407,$C$2:$V$2,0))*(Калькулятор!$F$8/70)^справочно!$Y$2,0),ROUND(INDEX($C$6:$V$17,MATCH(AM407,$B$6:$B$17,0),MATCH(AK407&AL407,$C$2:$V$2,0)),0))","v":2054},"ЗО",{"$f":"3.6*AV407/(4.19*(Калькулятор!$C$8-Калькулятор!$D$8))","v":176.45155131264917},{"$f":"IF(Калькулятор!$F$8<>70,INDEX($C$6:$V$17,MATCH(AM407,$B$6:$B$17,0),MATCH(AK407&AL407,$C$2:$V$2,0))*(Калькулятор!$F$8/70)^справочно!$Y$2,INDEX($C$6:$V$17,MATCH(AM407,$B$6:$B$17,0),MATCH(AK407&AL407,$C$2:$V$2,0)))","v":2053.7000000000003}]
[null,null,null,null,null,null,null,null,null,null,null,null,null,null,null,null,null,null,null,null,null,null,null,null,null,null,"Конвектор внутрипольный Royal Thermo ATRIUM-150/250/2800-DG-U-LB","НС-1477445","RT-A-150/250/2800-DG-U-LB",3,5,9,13,18,21,23,150,250,2800,"DG","U","LB",{"$f":"IF((IFERROR(IF(VLOOKUP(AK408,X:Y,2,0)=TRUE,1,0),0)+IFERROR(IF(VLOOKUP(AL408,X:Y,2,0)=TRUE,1,0),0)+IFERROR(IF(VLOOKUP(AN408,X:Y,2,0)=TRUE,1,0),0)+IFERROR(IF(VLOOKUP(AO408,X:Y,2,0)=TRUE,1,0),0)+IFERROR(IF(VLOOKUP(AP408,X:Y,2,0)=TRUE,1,0),0)+IF(AND(AM408>=Калькулятор!$C$14,AM408<=Калькулятор!$E$14),1,0)+IF(OR(AND(AS408>=Калькулятор!$C$11,AS408<=IF(ISBLANK(Калькулятор!$E$11),100000,Калькулятор!$E$11)),Калькулятор!$C$11&Калькулятор!$E$11=\"\"),1,0))=7,1,0)","v":0},{"$f":"SUM(AQ$2:AQ408)","v":240},{"$f":"IF(Калькулятор!$F$8<>70,ROUND(INDEX($C$6:$V$17,MATCH(AM408,$B$6:$B$17,0),MATCH(AK408&AL408,$C$2:$V$2,0))*(Калькулятор!$F$8/70)^справочно!$Y$2,0),ROUND(INDEX($C$6:$V$17,MATCH(AM408,$B$6:$B$17,0),MATCH(AK408&AL408,$C$2:$V$2,0)),0))","v":2223},"ЗО",{"$f":"3.6*AV408/(4.19*(Калькулятор!$C$8-Калькулятор!$D$8))","v":191.00620525059668},{"$f":"IF(Калькулятор!$F$8<>70,INDEX($C$6:$V$17,MATCH(AM408,$B$6:$B$17,0),MATCH(AK408&AL408,$C$2:$V$2,0))*(Калькулятор!$F$8/70)^справочно!$Y$2,INDEX($C$6:$V$17,MATCH(AM408,$B$6:$B$17,0),MATCH(AK408&AL408,$C$2:$V$2,0)))","v":2223.1000000000004}]
[null,null,null,null,null,null,null,null,null,null,null,null,null,null,null,null,null,null,null,null,null,null,null,null,null,null,"Конвектор внутрипольный Royal Thermo ATRIUM-150/250/3000-DG-U-LB","НС-1477448","RT-A-150/250/3000-DG-U-LB",3,5,9,13,18,21,23,150,250,3000,"DG","U","LB",{"$f":"IF((IFERROR(IF(VLOOKUP(AK409,X:Y,2,0)=TRUE,1,0),0)+IFERROR(IF(VLOOKUP(AL409,X:Y,2,0)=TRUE,1,0),0)+IFERROR(IF(VLOOKUP(AN409,X:Y,2,0)=TRUE,1,0),0)+IFERROR(IF(VLOOKUP(AO409,X:Y,2,0)=TRUE,1,0),0)+IFERROR(IF(VLOOKUP(AP409,X:Y,2,0)=TRUE,1,0),0)+IF(AND(AM409>=Калькулятор!$C$14,AM409<=Калькулятор!$E$14),1,0)+IF(OR(AND(AS409>=Калькулятор!$C$11,AS409<=IF(ISBLANK(Калькулятор!$E$11),100000,Калькулятор!$E$11)),Калькулятор!$C$11&Калькулятор!$E$11=\"\"),1,0))=7,1,0)","v":0},{"$f":"SUM(AQ$2:AQ409)","v":240},{"$f":"IF(Калькулятор!$F$8<>70,ROUND(INDEX($C$6:$V$17,MATCH(AM409,$B$6:$B$17,0),MATCH(AK409&AL409,$C$2:$V$2,0))*(Калькулятор!$F$8/70)^справочно!$Y$2,0),ROUND(INDEX($C$6:$V$17,MATCH(AM409,$B$6:$B$17,0),MATCH(AK409&AL409,$C$2:$V$2,0)),0))","v":2391},"ЗО",{"$f":"3.6*AV409/(4.19*(Калькулятор!$C$8-Калькулятор!$D$8))","v":205.46634844868734},{"$f":"IF(Калькулятор!$F$8<>70,INDEX($C$6:$V$17,MATCH(AM409,$B$6:$B$17,0),MATCH(AK409&AL409,$C$2:$V$2,0))*(Калькулятор!$F$8/70)^справочно!$Y$2,INDEX($C$6:$V$17,MATCH(AM409,$B$6:$B$17,0),MATCH(AK409&AL409,$C$2:$V$2,0)))","v":2391.4}]
[null,null,null,null,null,null,null,null,null,null,null,null,null,null,null,null,null,null,null,null,null,null,null,null,null,null,"Конвектор внутрипольный Royal Thermo ATRIUM-150/300/800-DG-U-LB","НС-1477490","RT-A-150/300/800-DG-U-LB",3,5,9,13,17,20,22,150,300,800,"DG","U","LB",{"$f":"IF((IFERROR(IF(VLOOKUP(AK410,X:Y,2,0)=TRUE,1,0),0)+IFERROR(IF(VLOOKUP(AL410,X:Y,2,0)=TRUE,1,0),0)+IFERROR(IF(VLOOKUP(AN410,X:Y,2,0)=TRUE,1,0),0)+IFERROR(IF(VLOOKUP(AO410,X:Y,2,0)=TRUE,1,0),0)+IFERROR(IF(VLOOKUP(AP410,X:Y,2,0)=TRUE,1,0),0)+IF(AND(AM410>=Калькулятор!$C$14,AM410<=Калькулятор!$E$14),1,0)+IF(OR(AND(AS410>=Калькулятор!$C$11,AS410<=IF(ISBLANK(Калькулятор!$E$11),100000,Калькулятор!$E$11)),Калькулятор!$C$11&Калькулятор!$E$11=\"\"),1,0))=7,1,0)","v":0},{"$f":"SUM(AQ$2:AQ410)","v":240},{"$f":"IF(Калькулятор!$F$8<>70,ROUND(INDEX($C$6:$V$17,MATCH(AM410,$B$6:$B$17,0),MATCH(AK410&AL410,$C$2:$V$2,0))*(Калькулятор!$F$8/70)^справочно!$Y$2,0),ROUND(INDEX($C$6:$V$17,MATCH(AM410,$B$6:$B$17,0),MATCH(AK410&AL410,$C$2:$V$2,0)),0))","v":630},"ЗО",{"$f":"3.6*AV410/(4.19*(Калькулятор!$C$8-Калькулятор!$D$8))","v":54.154653937947494},{"$f":"IF(Калькулятор!$F$8<>70,INDEX($C$6:$V$17,MATCH(AM410,$B$6:$B$17,0),MATCH(AK410&AL410,$C$2:$V$2,0))*(Калькулятор!$F$8/70)^справочно!$Y$2,INDEX($C$6:$V$17,MATCH(AM410,$B$6:$B$17,0),MATCH(AK410&AL410,$C$2:$V$2,0)))","v":630.30000000000007}]
[null,null,null,null,null,null,null,null,null,null,null,null,null,null,null,null,null,null,null,null,null,null,null,null,null,null,"Конвектор внутрипольный Royal Thermo ATRIUM-150/300/1000-DG-U-LB","НС-1477457","RT-A-150/300/1000-DG-U-LB",3,5,9,13,18,21,23,150,300,1000,"DG","U","LB",{"$f":"IF((IFERROR(IF(VLOOKUP(AK411,X:Y,2,0)=TRUE,1,0),0)+IFERROR(IF(VLOOKUP(AL411,X:Y,2,0)=TRUE,1,0),0)+IFERROR(IF(VLOOKUP(AN411,X:Y,2,0)=TRUE,1,0),0)+IFERROR(IF(VLOOKUP(AO411,X:Y,2,0)=TRUE,1,0),0)+IFERROR(IF(VLOOKUP(AP411,X:Y,2,0)=TRUE,1,0),0)+IF(AND(AM411>=Калькулятор!$C$14,AM411<=Калькулятор!$E$14),1,0)+IF(OR(AND(AS411>=Калькулятор!$C$11,AS411<=IF(ISBLANK(Калькулятор!$E$11),100000,Калькулятор!$E$11)),Калькулятор!$C$11&Калькулятор!$E$11=\"\"),1,0))=7,1,0)","v":0},{"$f":"SUM(AQ$2:AQ411)","v":240},{"$f":"IF(Калькулятор!$F$8<>70,ROUND(INDEX($C$6:$V$17,MATCH(AM411,$B$6:$B$17,0),MATCH(AK411&AL411,$C$2:$V$2,0))*(Калькулятор!$F$8/70)^справочно!$Y$2,0),ROUND(INDEX($C$6:$V$17,MATCH(AM411,$B$6:$B$17,0),MATCH(AK411&AL411,$C$2:$V$2,0)),0))","v":812},"ЗО",{"$f":"3.6*AV411/(4.19*(Калькулятор!$C$8-Калькулятор!$D$8))","v":69.748926014319807},{"$f":"IF(Калькулятор!$F$8<>70,INDEX($C$6:$V$17,MATCH(AM411,$B$6:$B$17,0),MATCH(AK411&AL411,$C$2:$V$2,0))*(Калькулятор!$F$8/70)^справочно!$Y$2,INDEX($C$6:$V$17,MATCH(AM411,$B$6:$B$17,0),MATCH(AK411&AL411,$C$2:$V$2,0)))","v":811.80000000000007}]
[null,null,null,null,null,null,null,null,null,null,null,null,null,null,null,null,null,null,null,null,null,null,null,null,null,null,"Конвектор внутрипольный Royal Thermo ATRIUM-150/300/1200-DG-U-LB","НС-1477460","RT-A-150/300/1200-DG-U-LB",3,5,9,13,18,21,23,150,300,1200,"DG","U","LB",{"$f":"IF((IFERROR(IF(VLOOKUP(AK412,X:Y,2,0)=TRUE,1,0),0)+IFERROR(IF(VLOOKUP(AL412,X:Y,2,0)=TRUE,1,0),0)+IFERROR(IF(VLOOKUP(AN412,X:Y,2,0)=TRUE,1,0),0)+IFERROR(IF(VLOOKUP(AO412,X:Y,2,0)=TRUE,1,0),0)+IFERROR(IF(VLOOKUP(AP412,X:Y,2,0)=TRUE,1,0),0)+IF(AND(AM412>=Калькулятор!$C$14,AM412<=Калькулятор!$E$14),1,0)+IF(OR(AND(AS412>=Калькулятор!$C$11,AS412<=IF(ISBLANK(Калькулятор!$E$11),100000,Калькулятор!$E$11)),Калькулятор!$C$11&Калькулятор!$E$11=\"\"),1,0))=7,1,0)","v":0},{"$f":"SUM(AQ$2:AQ412)","v":240},{"$f":"IF(Калькулятор!$F$8<>70,ROUND(INDEX($C$6:$V$17,MATCH(AM412,$B$6:$B$17,0),MATCH(AK412&AL412,$C$2:$V$2,0))*(Калькулятор!$F$8/70)^справочно!$Y$2,0),ROUND(INDEX($C$6:$V$17,MATCH(AM412,$B$6:$B$17,0),MATCH(AK412&AL412,$C$2:$V$2,0)),0))","v":993},"ЗО",{"$f":"3.6*AV412/(4.19*(Калькулятор!$C$8-Калькулятор!$D$8))","v":85.343198090692113},{"$f":"IF(Калькулятор!$F$8<>70,INDEX($C$6:$V$17,MATCH(AM412,$B$6:$B$17,0),MATCH(AK412&AL412,$C$2:$V$2,0))*(Калькулятор!$F$8/70)^справочно!$Y$2,INDEX($C$6:$V$17,MATCH(AM412,$B$6:$B$17,0),MATCH(AK412&AL412,$C$2:$V$2,0)))","v":993.30000000000007}]
[null,null,null,null,null,null,null,null,null,null,null,null,null,null,null,null,null,null,null,null,null,null,null,null,null,null,"Конвектор внутрипольный Royal Thermo ATRIUM-150/300/1400-DG-U-LB","НС-1477463","RT-A-150/300/1400-DG-U-LB",3,5,9,13,18,21,23,150,300,1400,"DG","U","LB",{"$f":"IF((IFERROR(IF(VLOOKUP(AK413,X:Y,2,0)=TRUE,1,0),0)+IFERROR(IF(VLOOKUP(AL413,X:Y,2,0)=TRUE,1,0),0)+IFERROR(IF(VLOOKUP(AN413,X:Y,2,0)=TRUE,1,0),0)+IFERROR(IF(VLOOKUP(AO413,X:Y,2,0)=TRUE,1,0),0)+IFERROR(IF(VLOOKUP(AP413,X:Y,2,0)=TRUE,1,0),0)+IF(AND(AM413>=Калькулятор!$C$14,AM413<=Калькулятор!$E$14),1,0)+IF(OR(AND(AS413>=Калькулятор!$C$11,AS413<=IF(ISBLANK(Калькулятор!$E$11),100000,Калькулятор!$E$11)),Калькулятор!$C$11&Калькулятор!$E$11=\"\"),1,0))=7,1,0)","v":0},{"$f":"SUM(AQ$2:AQ413)","v":240},{"$f":"IF(Калькулятор!$F$8<>70,ROUND(INDEX($C$6:$V$17,MATCH(AM413,$B$6:$B$17,0),MATCH(AK413&AL413,$C$2:$V$2,0))*(Калькулятор!$F$8/70)^справочно!$Y$2,0),ROUND(INDEX($C$6:$V$17,MATCH(AM413,$B$6:$B$17,0),MATCH(AK413&AL413,$C$2:$V$2,0)),0))","v":1176},"ЗО",{"$f":"3.6*AV413/(4.19*(Калькулятор!$C$8-Калькулятор!$D$8))","v":101.03198090692125},{"$f":"IF(Калькулятор!$F$8<>70,INDEX($C$6:$V$17,MATCH(AM413,$B$6:$B$17,0),MATCH(AK413&AL413,$C$2:$V$2,0))*(Калькулятор!$F$8/70)^справочно!$Y$2,INDEX($C$6:$V$17,MATCH(AM413,$B$6:$B$17,0),MATCH(AK413&AL413,$C$2:$V$2,0)))","v":1175.9000000000001}]
[null,null,null,null,null,null,null,null,null,null,null,null,null,null,null,null,null,null,null,null,null,null,null,null,null,null,"Конвектор внутрипольный Royal Thermo ATRIUM-150/300/1600-DG-U-LB","НС-1477466","RT-A-150/300/1600-DG-U-LB",3,5,9,13,18,21,23,150,300,1600,"DG","U","LB",{"$f":"IF((IFERROR(IF(VLOOKUP(AK414,X:Y,2,0)=TRUE,1,0),0)+IFERROR(IF(VLOOKUP(AL414,X:Y,2,0)=TRUE,1,0),0)+IFERROR(IF(VLOOKUP(AN414,X:Y,2,0)=TRUE,1,0),0)+IFERROR(IF(VLOOKUP(AO414,X:Y,2,0)=TRUE,1,0),0)+IFERROR(IF(VLOOKUP(AP414,X:Y,2,0)=TRUE,1,0),0)+IF(AND(AM414>=Калькулятор!$C$14,AM414<=Калькулятор!$E$14),1,0)+IF(OR(AND(AS414>=Калькулятор!$C$11,AS414<=IF(ISBLANK(Калькулятор!$E$11),100000,Калькулятор!$E$11)),Калькулятор!$C$11&Калькулятор!$E$11=\"\"),1,0))=7,1,0)","v":0},{"$f":"SUM(AQ$2:AQ414)","v":240},{"$f":"IF(Калькулятор!$F$8<>70,ROUND(INDEX($C$6:$V$17,MATCH(AM414,$B$6:$B$17,0),MATCH(AK414&AL414,$C$2:$V$2,0))*(Калькулятор!$F$8/70)^справочно!$Y$2,0),ROUND(INDEX($C$6:$V$17,MATCH(AM414,$B$6:$B$17,0),MATCH(AK414&AL414,$C$2:$V$2,0)),0))","v":1356},"ЗО",{"$f":"3.6*AV414/(4.19*(Калькулятор!$C$8-Калькулятор!$D$8))","v":116.53174224343677},{"$f":"IF(Калькулятор!$F$8<>70,INDEX($C$6:$V$17,MATCH(AM414,$B$6:$B$17,0),MATCH(AK414&AL414,$C$2:$V$2,0))*(Калькулятор!$F$8/70)^справочно!$Y$2,INDEX($C$6:$V$17,MATCH(AM414,$B$6:$B$17,0),MATCH(AK414&AL414,$C$2:$V$2,0)))","v":1356.3000000000002}]
[null,null,null,null,null,null,null,null,null,null,null,null,null,null,null,null,null,null,null,null,null,null,null,null,null,null,"Конвектор внутрипольный Royal Thermo ATRIUM-150/300/1800-DG-U-LB","НС-1477469","RT-A-150/300/1800-DG-U-LB",3,5,9,13,18,21,23,150,300,1800,"DG","U","LB",{"$f":"IF((IFERROR(IF(VLOOKUP(AK415,X:Y,2,0)=TRUE,1,0),0)+IFERROR(IF(VLOOKUP(AL415,X:Y,2,0)=TRUE,1,0),0)+IFERROR(IF(VLOOKUP(AN415,X:Y,2,0)=TRUE,1,0),0)+IFERROR(IF(VLOOKUP(AO415,X:Y,2,0)=TRUE,1,0),0)+IFERROR(IF(VLOOKUP(AP415,X:Y,2,0)=TRUE,1,0),0)+IF(AND(AM415>=Калькулятор!$C$14,AM415<=Калькулятор!$E$14),1,0)+IF(OR(AND(AS415>=Калькулятор!$C$11,AS415<=IF(ISBLANK(Калькулятор!$E$11),100000,Калькулятор!$E$11)),Калькулятор!$C$11&Калькулятор!$E$11=\"\"),1,0))=7,1,0)","v":0},{"$f":"SUM(AQ$2:AQ415)","v":240},{"$f":"IF(Калькулятор!$F$8<>70,ROUND(INDEX($C$6:$V$17,MATCH(AM415,$B$6:$B$17,0),MATCH(AK415&AL415,$C$2:$V$2,0))*(Калькулятор!$F$8/70)^справочно!$Y$2,0),ROUND(INDEX($C$6:$V$17,MATCH(AM415,$B$6:$B$17,0),MATCH(AK415&AL415,$C$2:$V$2,0)),0))","v":1539},"ЗО",{"$f":"3.6*AV415/(4.19*(Калькулятор!$C$8-Калькулятор!$D$8))","v":132.22052505966587},{"$f":"IF(Калькулятор!$F$8<>70,INDEX($C$6:$V$17,MATCH(AM415,$B$6:$B$17,0),MATCH(AK415&AL415,$C$2:$V$2,0))*(Калькулятор!$F$8/70)^справочно!$Y$2,INDEX($C$6:$V$17,MATCH(AM415,$B$6:$B$17,0),MATCH(AK415&AL415,$C$2:$V$2,0)))","v":1538.9}]
[null,null,null,null,null,null,null,null,null,null,null,null,null,null,null,null,null,null,null,null,null,null,null,null,null,null,"Конвектор внутрипольный Royal Thermo ATRIUM-150/300/2000-DG-U-LB","НС-1477472","RT-A-150/300/2000-DG-U-LB",3,5,9,13,18,21,23,150,300,2000,"DG","U","LB",{"$f":"IF((IFERROR(IF(VLOOKUP(AK416,X:Y,2,0)=TRUE,1,0),0)+IFERROR(IF(VLOOKUP(AL416,X:Y,2,0)=TRUE,1,0),0)+IFERROR(IF(VLOOKUP(AN416,X:Y,2,0)=TRUE,1,0),0)+IFERROR(IF(VLOOKUP(AO416,X:Y,2,0)=TRUE,1,0),0)+IFERROR(IF(VLOOKUP(AP416,X:Y,2,0)=TRUE,1,0),0)+IF(AND(AM416>=Калькулятор!$C$14,AM416<=Калькулятор!$E$14),1,0)+IF(OR(AND(AS416>=Калькулятор!$C$11,AS416<=IF(ISBLANK(Калькулятор!$E$11),100000,Калькулятор!$E$11)),Калькулятор!$C$11&Калькулятор!$E$11=\"\"),1,0))=7,1,0)","v":0},{"$f":"SUM(AQ$2:AQ416)","v":240},{"$f":"IF(Калькулятор!$F$8<>70,ROUND(INDEX($C$6:$V$17,MATCH(AM416,$B$6:$B$17,0),MATCH(AK416&AL416,$C$2:$V$2,0))*(Калькулятор!$F$8/70)^справочно!$Y$2,0),ROUND(INDEX($C$6:$V$17,MATCH(AM416,$B$6:$B$17,0),MATCH(AK416&AL416,$C$2:$V$2,0)),0))","v":1719},"ЗО",{"$f":"3.6*AV416/(4.19*(Калькулятор!$C$8-Калькулятор!$D$8))","v":147.72028639618136},{"$f":"IF(Калькулятор!$F$8<>70,INDEX($C$6:$V$17,MATCH(AM416,$B$6:$B$17,0),MATCH(AK416&AL416,$C$2:$V$2,0))*(Калькулятор!$F$8/70)^справочно!$Y$2,INDEX($C$6:$V$17,MATCH(AM416,$B$6:$B$17,0),MATCH(AK416&AL416,$C$2:$V$2,0)))","v":1719.3000000000002}]
[null,null,null,null,null,null,null,null,null,null,null,null,null,null,null,null,null,null,null,null,null,null,null,null,null,null,"Конвектор внутрипольный Royal Thermo ATRIUM-150/300/2200-DG-U-LB","НС-1477475","RT-A-150/300/2200-DG-U-LB",3,5,9,13,18,21,23,150,300,2200,"DG","U","LB",{"$f":"IF((IFERROR(IF(VLOOKUP(AK417,X:Y,2,0)=TRUE,1,0),0)+IFERROR(IF(VLOOKUP(AL417,X:Y,2,0)=TRUE,1,0),0)+IFERROR(IF(VLOOKUP(AN417,X:Y,2,0)=TRUE,1,0),0)+IFERROR(IF(VLOOKUP(AO417,X:Y,2,0)=TRUE,1,0),0)+IFERROR(IF(VLOOKUP(AP417,X:Y,2,0)=TRUE,1,0),0)+IF(AND(AM417>=Калькулятор!$C$14,AM417<=Калькулятор!$E$14),1,0)+IF(OR(AND(AS417>=Калькулятор!$C$11,AS417<=IF(ISBLANK(Калькулятор!$E$11),100000,Калькулятор!$E$11)),Калькулятор!$C$11&Калькулятор!$E$11=\"\"),1,0))=7,1,0)","v":0},{"$f":"SUM(AQ$2:AQ417)","v":240},{"$f":"IF(Калькулятор!$F$8<>70,ROUND(INDEX($C$6:$V$17,MATCH(AM417,$B$6:$B$17,0),MATCH(AK417&AL417,$C$2:$V$2,0))*(Калькулятор!$F$8/70)^справочно!$Y$2,0),ROUND(INDEX($C$6:$V$17,MATCH(AM417,$B$6:$B$17,0),MATCH(AK417&AL417,$C$2:$V$2,0)),0))","v":1902},"ЗО",{"$f":"3.6*AV417/(4.19*(Калькулятор!$C$8-Калькулятор!$D$8))","v":163.40906921241049},{"$f":"IF(Калькулятор!$F$8<>70,INDEX($C$6:$V$17,MATCH(AM417,$B$6:$B$17,0),MATCH(AK417&AL417,$C$2:$V$2,0))*(Калькулятор!$F$8/70)^справочно!$Y$2,INDEX($C$6:$V$17,MATCH(AM417,$B$6:$B$17,0),MATCH(AK417&AL417,$C$2:$V$2,0)))","v":1901.9}]
[null,null,null,null,null,null,null,null,null,null,null,null,null,null,null,null,null,null,null,null,null,null,null,null,null,null,"Конвектор внутрипольный Royal Thermo ATRIUM-150/300/2400-DG-U-LB","НС-1477478","RT-A-150/300/2400-DG-U-LB",3,5,9,13,18,21,23,150,300,2400,"DG","U","LB",{"$f":"IF((IFERROR(IF(VLOOKUP(AK418,X:Y,2,0)=TRUE,1,0),0)+IFERROR(IF(VLOOKUP(AL418,X:Y,2,0)=TRUE,1,0),0)+IFERROR(IF(VLOOKUP(AN418,X:Y,2,0)=TRUE,1,0),0)+IFERROR(IF(VLOOKUP(AO418,X:Y,2,0)=TRUE,1,0),0)+IFERROR(IF(VLOOKUP(AP418,X:Y,2,0)=TRUE,1,0),0)+IF(AND(AM418>=Калькулятор!$C$14,AM418<=Калькулятор!$E$14),1,0)+IF(OR(AND(AS418>=Калькулятор!$C$11,AS418<=IF(ISBLANK(Калькулятор!$E$11),100000,Калькулятор!$E$11)),Калькулятор!$C$11&Калькулятор!$E$11=\"\"),1,0))=7,1,0)","v":0},{"$f":"SUM(AQ$2:AQ418)","v":240},{"$f":"IF(Калькулятор!$F$8<>70,ROUND(INDEX($C$6:$V$17,MATCH(AM418,$B$6:$B$17,0),MATCH(AK418&AL418,$C$2:$V$2,0))*(Калькулятор!$F$8/70)^справочно!$Y$2,0),ROUND(INDEX($C$6:$V$17,MATCH(AM418,$B$6:$B$17,0),MATCH(AK418&AL418,$C$2:$V$2,0)),0))","v":2083},"ЗО",{"$f":"3.6*AV418/(4.19*(Калькулятор!$C$8-Калькулятор!$D$8))","v":179.00334128878282},{"$f":"IF(Калькулятор!$F$8<>70,INDEX($C$6:$V$17,MATCH(AM418,$B$6:$B$17,0),MATCH(AK418&AL418,$C$2:$V$2,0))*(Калькулятор!$F$8/70)^справочно!$Y$2,INDEX($C$6:$V$17,MATCH(AM418,$B$6:$B$17,0),MATCH(AK418&AL418,$C$2:$V$2,0)))","v":2083.4}]
[null,null,null,null,null,null,null,null,null,null,null,null,null,null,null,null,null,null,null,null,null,null,null,null,null,null,"Конвектор внутрипольный Royal Thermo ATRIUM-150/300/2600-DG-U-LB","НС-1477481","RT-A-150/300/2600-DG-U-LB",3,5,9,13,18,21,23,150,300,2600,"DG","U","LB",{"$f":"IF((IFERROR(IF(VLOOKUP(AK419,X:Y,2,0)=TRUE,1,0),0)+IFERROR(IF(VLOOKUP(AL419,X:Y,2,0)=TRUE,1,0),0)+IFERROR(IF(VLOOKUP(AN419,X:Y,2,0)=TRUE,1,0),0)+IFERROR(IF(VLOOKUP(AO419,X:Y,2,0)=TRUE,1,0),0)+IFERROR(IF(VLOOKUP(AP419,X:Y,2,0)=TRUE,1,0),0)+IF(AND(AM419>=Калькулятор!$C$14,AM419<=Калькулятор!$E$14),1,0)+IF(OR(AND(AS419>=Калькулятор!$C$11,AS419<=IF(ISBLANK(Калькулятор!$E$11),100000,Калькулятор!$E$11)),Калькулятор!$C$11&Калькулятор!$E$11=\"\"),1,0))=7,1,0)","v":0},{"$f":"SUM(AQ$2:AQ419)","v":240},{"$f":"IF(Калькулятор!$F$8<>70,ROUND(INDEX($C$6:$V$17,MATCH(AM419,$B$6:$B$17,0),MATCH(AK419&AL419,$C$2:$V$2,0))*(Калькулятор!$F$8/70)^справочно!$Y$2,0),ROUND(INDEX($C$6:$V$17,MATCH(AM419,$B$6:$B$17,0),MATCH(AK419&AL419,$C$2:$V$2,0)),0))","v":2265},"ЗО",{"$f":"3.6*AV419/(4.19*(Калькулятор!$C$8-Калькулятор!$D$8))","v":194.59761336515513},{"$f":"IF(Калькулятор!$F$8<>70,INDEX($C$6:$V$17,MATCH(AM419,$B$6:$B$17,0),MATCH(AK419&AL419,$C$2:$V$2,0))*(Калькулятор!$F$8/70)^справочно!$Y$2,INDEX($C$6:$V$17,MATCH(AM419,$B$6:$B$17,0),MATCH(AK419&AL419,$C$2:$V$2,0)))","v":2264.9}]
[null,null,null,null,null,null,null,null,null,null,null,null,null,null,null,null,null,null,null,null,null,null,null,null,null,null,"Конвектор внутрипольный Royal Thermo ATRIUM-150/300/2800-DG-U-LB","НС-1477484","RT-A-150/300/2800-DG-U-LB",3,5,9,13,18,21,23,150,300,2800,"DG","U","LB",{"$f":"IF((IFERROR(IF(VLOOKUP(AK420,X:Y,2,0)=TRUE,1,0),0)+IFERROR(IF(VLOOKUP(AL420,X:Y,2,0)=TRUE,1,0),0)+IFERROR(IF(VLOOKUP(AN420,X:Y,2,0)=TRUE,1,0),0)+IFERROR(IF(VLOOKUP(AO420,X:Y,2,0)=TRUE,1,0),0)+IFERROR(IF(VLOOKUP(AP420,X:Y,2,0)=TRUE,1,0),0)+IF(AND(AM420>=Калькулятор!$C$14,AM420<=Калькулятор!$E$14),1,0)+IF(OR(AND(AS420>=Калькулятор!$C$11,AS420<=IF(ISBLANK(Калькулятор!$E$11),100000,Калькулятор!$E$11)),Калькулятор!$C$11&Калькулятор!$E$11=\"\"),1,0))=7,1,0)","v":0},{"$f":"SUM(AQ$2:AQ420)","v":240},{"$f":"IF(Калькулятор!$F$8<>70,ROUND(INDEX($C$6:$V$17,MATCH(AM420,$B$6:$B$17,0),MATCH(AK420&AL420,$C$2:$V$2,0))*(Калькулятор!$F$8/70)^справочно!$Y$2,0),ROUND(INDEX($C$6:$V$17,MATCH(AM420,$B$6:$B$17,0),MATCH(AK420&AL420,$C$2:$V$2,0)),0))","v":2446},"ЗО",{"$f":"3.6*AV420/(4.19*(Калькулятор!$C$8-Калькулятор!$D$8))","v":210.19188544152743},{"$f":"IF(Калькулятор!$F$8<>70,INDEX($C$6:$V$17,MATCH(AM420,$B$6:$B$17,0),MATCH(AK420&AL420,$C$2:$V$2,0))*(Калькулятор!$F$8/70)^справочно!$Y$2,INDEX($C$6:$V$17,MATCH(AM420,$B$6:$B$17,0),MATCH(AK420&AL420,$C$2:$V$2,0)))","v":2446.4}]
[null,null,null,null,null,null,null,null,null,null,null,null,null,null,null,null,null,null,null,null,null,null,null,null,null,null,"Конвектор внутрипольный Royal Thermo ATRIUM-150/300/3000-DG-U-LB","НС-1477487","RT-A-150/300/3000-DG-U-LB",3,5,9,13,18,21,23,150,300,3000,"DG","U","LB",{"$f":"IF((IFERROR(IF(VLOOKUP(AK421,X:Y,2,0)=TRUE,1,0),0)+IFERROR(IF(VLOOKUP(AL421,X:Y,2,0)=TRUE,1,0),0)+IFERROR(IF(VLOOKUP(AN421,X:Y,2,0)=TRUE,1,0),0)+IFERROR(IF(VLOOKUP(AO421,X:Y,2,0)=TRUE,1,0),0)+IFERROR(IF(VLOOKUP(AP421,X:Y,2,0)=TRUE,1,0),0)+IF(AND(AM421>=Калькулятор!$C$14,AM421<=Калькулятор!$E$14),1,0)+IF(OR(AND(AS421>=Калькулятор!$C$11,AS421<=IF(ISBLANK(Калькулятор!$E$11),100000,Калькулятор!$E$11)),Калькулятор!$C$11&Калькулятор!$E$11=\"\"),1,0))=7,1,0)","v":0},{"$f":"SUM(AQ$2:AQ421)","v":240},{"$f":"IF(Калькулятор!$F$8<>70,ROUND(INDEX($C$6:$V$17,MATCH(AM421,$B$6:$B$17,0),MATCH(AK421&AL421,$C$2:$V$2,0))*(Калькулятор!$F$8/70)^справочно!$Y$2,0),ROUND(INDEX($C$6:$V$17,MATCH(AM421,$B$6:$B$17,0),MATCH(AK421&AL421,$C$2:$V$2,0)),0))","v":2629},"ЗО",{"$f":"3.6*AV421/(4.19*(Калькулятор!$C$8-Калькулятор!$D$8))","v":225.88066825775653},{"$f":"IF(Калькулятор!$F$8<>70,INDEX($C$6:$V$17,MATCH(AM421,$B$6:$B$17,0),MATCH(AK421&AL421,$C$2:$V$2,0))*(Калькулятор!$F$8/70)^справочно!$Y$2,INDEX($C$6:$V$17,MATCH(AM421,$B$6:$B$17,0),MATCH(AK421&AL421,$C$2:$V$2,0)))","v":2629}]
[null,null,null,null,null,null,null,null,null,null,null,null,null,null,null,null,null,null,null,null,null,null,null,null,null,null,"Конвектор внутрипольный Royal Thermo ATRIUM-150/400/800-DG-U-LB","НС-1477524","RT-A-150/400/800-DG-U-LB",3,5,9,13,17,20,22,150,400,800,"DG","U","LB",{"$f":"IF((IFERROR(IF(VLOOKUP(AK422,X:Y,2,0)=TRUE,1,0),0)+IFERROR(IF(VLOOKUP(AL422,X:Y,2,0)=TRUE,1,0),0)+IFERROR(IF(VLOOKUP(AN422,X:Y,2,0)=TRUE,1,0),0)+IFERROR(IF(VLOOKUP(AO422,X:Y,2,0)=TRUE,1,0),0)+IFERROR(IF(VLOOKUP(AP422,X:Y,2,0)=TRUE,1,0),0)+IF(AND(AM422>=Калькулятор!$C$14,AM422<=Калькулятор!$E$14),1,0)+IF(OR(AND(AS422>=Калькулятор!$C$11,AS422<=IF(ISBLANK(Калькулятор!$E$11),100000,Калькулятор!$E$11)),Калькулятор!$C$11&Калькулятор!$E$11=\"\"),1,0))=7,1,0)","v":0},{"$f":"SUM(AQ$2:AQ422)","v":240},{"$f":"IF(Калькулятор!$F$8<>70,ROUND(INDEX($C$6:$V$17,MATCH(AM422,$B$6:$B$17,0),MATCH(AK422&AL422,$C$2:$V$2,0))*(Калькулятор!$F$8/70)^справочно!$Y$2,0),ROUND(INDEX($C$6:$V$17,MATCH(AM422,$B$6:$B$17,0),MATCH(AK422&AL422,$C$2:$V$2,0)),0))","v":850},"ЗО",{"$f":"3.6*AV422/(4.19*(Калькулятор!$C$8-Калькулятор!$D$8))","v":73.056801909307879},{"$f":"IF(Калькулятор!$F$8<>70,INDEX($C$6:$V$17,MATCH(AM422,$B$6:$B$17,0),MATCH(AK422&AL422,$C$2:$V$2,0))*(Калькулятор!$F$8/70)^справочно!$Y$2,INDEX($C$6:$V$17,MATCH(AM422,$B$6:$B$17,0),MATCH(AK422&AL422,$C$2:$V$2,0)))","v":850.30000000000007}]
[null,null,null,null,null,null,null,null,null,null,null,null,null,null,null,null,null,null,null,null,null,null,null,null,null,null,"Конвектор внутрипольный Royal Thermo ATRIUM-150/400/1000-DG-U-LB","НС-1477496","RT-A-150/400/1000-DG-U-LB",3,5,9,13,18,21,23,150,400,1000,"DG","U","LB",{"$f":"IF((IFERROR(IF(VLOOKUP(AK423,X:Y,2,0)=TRUE,1,0),0)+IFERROR(IF(VLOOKUP(AL423,X:Y,2,0)=TRUE,1,0),0)+IFERROR(IF(VLOOKUP(AN423,X:Y,2,0)=TRUE,1,0),0)+IFERROR(IF(VLOOKUP(AO423,X:Y,2,0)=TRUE,1,0),0)+IFERROR(IF(VLOOKUP(AP423,X:Y,2,0)=TRUE,1,0),0)+IF(AND(AM423>=Калькулятор!$C$14,AM423<=Калькулятор!$E$14),1,0)+IF(OR(AND(AS423>=Калькулятор!$C$11,AS423<=IF(ISBLANK(Калькулятор!$E$11),100000,Калькулятор!$E$11)),Калькулятор!$C$11&Калькулятор!$E$11=\"\"),1,0))=7,1,0)","v":0},{"$f":"SUM(AQ$2:AQ423)","v":240},{"$f":"IF(Калькулятор!$F$8<>70,ROUND(INDEX($C$6:$V$17,MATCH(AM423,$B$6:$B$17,0),MATCH(AK423&AL423,$C$2:$V$2,0))*(Калькулятор!$F$8/70)^справочно!$Y$2,0),ROUND(INDEX($C$6:$V$17,MATCH(AM423,$B$6:$B$17,0),MATCH(AK423&AL423,$C$2:$V$2,0)),0))","v":1104},"ЗО",{"$f":"3.6*AV423/(4.19*(Калькулятор!$C$8-Калькулятор!$D$8))","v":94.888782816229124},{"$f":"IF(Калькулятор!$F$8<>70,INDEX($C$6:$V$17,MATCH(AM423,$B$6:$B$17,0),MATCH(AK423&AL423,$C$2:$V$2,0))*(Калькулятор!$F$8/70)^справочно!$Y$2,INDEX($C$6:$V$17,MATCH(AM423,$B$6:$B$17,0),MATCH(AK423&AL423,$C$2:$V$2,0)))","v":1104.4000000000001}]
[null,null,null,null,null,null,null,null,null,null,null,null,null,null,null,null,null,null,null,null,null,null,null,null,null,null,"Конвектор внутрипольный Royal Thermo ATRIUM-150/400/1200-DG-U-LB","НС-1477499","RT-A-150/400/1200-DG-U-LB",3,5,9,13,18,21,23,150,400,1200,"DG","U","LB",{"$f":"IF((IFERROR(IF(VLOOKUP(AK424,X:Y,2,0)=TRUE,1,0),0)+IFERROR(IF(VLOOKUP(AL424,X:Y,2,0)=TRUE,1,0),0)+IFERROR(IF(VLOOKUP(AN424,X:Y,2,0)=TRUE,1,0),0)+IFERROR(IF(VLOOKUP(AO424,X:Y,2,0)=TRUE,1,0),0)+IFERROR(IF(VLOOKUP(AP424,X:Y,2,0)=TRUE,1,0),0)+IF(AND(AM424>=Калькулятор!$C$14,AM424<=Калькулятор!$E$14),1,0)+IF(OR(AND(AS424>=Калькулятор!$C$11,AS424<=IF(ISBLANK(Калькулятор!$E$11),100000,Калькулятор!$E$11)),Калькулятор!$C$11&Калькулятор!$E$11=\"\"),1,0))=7,1,0)","v":0},{"$f":"SUM(AQ$2:AQ424)","v":240},{"$f":"IF(Калькулятор!$F$8<>70,ROUND(INDEX($C$6:$V$17,MATCH(AM424,$B$6:$B$17,0),MATCH(AK424&AL424,$C$2:$V$2,0))*(Калькулятор!$F$8/70)^справочно!$Y$2,0),ROUND(INDEX($C$6:$V$17,MATCH(AM424,$B$6:$B$17,0),MATCH(AK424&AL424,$C$2:$V$2,0)),0))","v":1360},"ЗО",{"$f":"3.6*AV424/(4.19*(Калькулятор!$C$8-Калькулятор!$D$8))","v":116.81527446300716},{"$f":"IF(Калькулятор!$F$8<>70,INDEX($C$6:$V$17,MATCH(AM424,$B$6:$B$17,0),MATCH(AK424&AL424,$C$2:$V$2,0))*(Калькулятор!$F$8/70)^справочно!$Y$2,INDEX($C$6:$V$17,MATCH(AM424,$B$6:$B$17,0),MATCH(AK424&AL424,$C$2:$V$2,0)))","v":1359.6000000000001}]
[null,null,null,null,null,null,null,null,null,null,null,null,null,null,null,null,null,null,null,null,null,null,null,null,null,null,"Конвектор внутрипольный Royal Thermo ATRIUM-150/400/1400-DG-U-LB","НС-1477502","RT-A-150/400/1400-DG-U-LB",3,5,9,13,18,21,23,150,400,1400,"DG","U","LB",{"$f":"IF((IFERROR(IF(VLOOKUP(AK425,X:Y,2,0)=TRUE,1,0),0)+IFERROR(IF(VLOOKUP(AL425,X:Y,2,0)=TRUE,1,0),0)+IFERROR(IF(VLOOKUP(AN425,X:Y,2,0)=TRUE,1,0),0)+IFERROR(IF(VLOOKUP(AO425,X:Y,2,0)=TRUE,1,0),0)+IFERROR(IF(VLOOKUP(AP425,X:Y,2,0)=TRUE,1,0),0)+IF(AND(AM425>=Калькулятор!$C$14,AM425<=Калькулятор!$E$14),1,0)+IF(OR(AND(AS425>=Калькулятор!$C$11,AS425<=IF(ISBLANK(Калькулятор!$E$11),100000,Калькулятор!$E$11)),Калькулятор!$C$11&Калькулятор!$E$11=\"\"),1,0))=7,1,0)","v":0},{"$f":"SUM(AQ$2:AQ425)","v":240},{"$f":"IF(Калькулятор!$F$8<>70,ROUND(INDEX($C$6:$V$17,MATCH(AM425,$B$6:$B$17,0),MATCH(AK425&AL425,$C$2:$V$2,0))*(Калькулятор!$F$8/70)^справочно!$Y$2,0),ROUND(INDEX($C$6:$V$17,MATCH(AM425,$B$6:$B$17,0),MATCH(AK425&AL425,$C$2:$V$2,0)),0))","v":1615},"ЗО",{"$f":"3.6*AV425/(4.19*(Калькулятор!$C$8-Калькулятор!$D$8))","v":138.7417661097852},{"$f":"IF(Калькулятор!$F$8<>70,INDEX($C$6:$V$17,MATCH(AM425,$B$6:$B$17,0),MATCH(AK425&AL425,$C$2:$V$2,0))*(Калькулятор!$F$8/70)^справочно!$Y$2,INDEX($C$6:$V$17,MATCH(AM425,$B$6:$B$17,0),MATCH(AK425&AL425,$C$2:$V$2,0)))","v":1614.8000000000002}]
[null,null,null,null,null,null,null,null,null,null,null,null,null,null,null,null,null,null,null,null,null,null,null,null,null,null,"Конвектор внутрипольный Royal Thermo ATRIUM-150/400/1600-DG-U-LB","НС-1477505","RT-A-150/400/1600-DG-U-LB",3,5,9,13,18,21,23,150,400,1600,"DG","U","LB",{"$f":"IF((IFERROR(IF(VLOOKUP(AK426,X:Y,2,0)=TRUE,1,0),0)+IFERROR(IF(VLOOKUP(AL426,X:Y,2,0)=TRUE,1,0),0)+IFERROR(IF(VLOOKUP(AN426,X:Y,2,0)=TRUE,1,0),0)+IFERROR(IF(VLOOKUP(AO426,X:Y,2,0)=TRUE,1,0),0)+IFERROR(IF(VLOOKUP(AP426,X:Y,2,0)=TRUE,1,0),0)+IF(AND(AM426>=Калькулятор!$C$14,AM426<=Калькулятор!$E$14),1,0)+IF(OR(AND(AS426>=Калькулятор!$C$11,AS426<=IF(ISBLANK(Калькулятор!$E$11),100000,Калькулятор!$E$11)),Калькулятор!$C$11&Калькулятор!$E$11=\"\"),1,0))=7,1,0)","v":0},{"$f":"SUM(AQ$2:AQ426)","v":240},{"$f":"IF(Калькулятор!$F$8<>70,ROUND(INDEX($C$6:$V$17,MATCH(AM426,$B$6:$B$17,0),MATCH(AK426&AL426,$C$2:$V$2,0))*(Калькулятор!$F$8/70)^справочно!$Y$2,0),ROUND(INDEX($C$6:$V$17,MATCH(AM426,$B$6:$B$17,0),MATCH(AK426&AL426,$C$2:$V$2,0)),0))","v":1870},"ЗО",{"$f":"3.6*AV426/(4.19*(Калькулятор!$C$8-Калькулятор!$D$8))","v":160.66825775656324},{"$f":"IF(Калькулятор!$F$8<>70,INDEX($C$6:$V$17,MATCH(AM426,$B$6:$B$17,0),MATCH(AK426&AL426,$C$2:$V$2,0))*(Калькулятор!$F$8/70)^справочно!$Y$2,INDEX($C$6:$V$17,MATCH(AM426,$B$6:$B$17,0),MATCH(AK426&AL426,$C$2:$V$2,0)))","v":1870.0000000000002}]
[null,null,null,null,null,null,null,null,null,null,null,null,null,null,null,null,null,null,null,null,null,null,null,null,null,null,"Конвектор внутрипольный Royal Thermo ATRIUM-150/400/1800-DG-U-LB","НС-1477508","RT-A-150/400/1800-DG-U-LB",3,5,9,13,18,21,23,150,400,1800,"DG","U","LB",{"$f":"IF((IFERROR(IF(VLOOKUP(AK427,X:Y,2,0)=TRUE,1,0),0)+IFERROR(IF(VLOOKUP(AL427,X:Y,2,0)=TRUE,1,0),0)+IFERROR(IF(VLOOKUP(AN427,X:Y,2,0)=TRUE,1,0),0)+IFERROR(IF(VLOOKUP(AO427,X:Y,2,0)=TRUE,1,0),0)+IFERROR(IF(VLOOKUP(AP427,X:Y,2,0)=TRUE,1,0),0)+IF(AND(AM427>=Калькулятор!$C$14,AM427<=Калькулятор!$E$14),1,0)+IF(OR(AND(AS427>=Калькулятор!$C$11,AS427<=IF(ISBLANK(Калькулятор!$E$11),100000,Калькулятор!$E$11)),Калькулятор!$C$11&Калькулятор!$E$11=\"\"),1,0))=7,1,0)","v":0},{"$f":"SUM(AQ$2:AQ427)","v":240},{"$f":"IF(Калькулятор!$F$8<>70,ROUND(INDEX($C$6:$V$17,MATCH(AM427,$B$6:$B$17,0),MATCH(AK427&AL427,$C$2:$V$2,0))*(Калькулятор!$F$8/70)^справочно!$Y$2,0),ROUND(INDEX($C$6:$V$17,MATCH(AM427,$B$6:$B$17,0),MATCH(AK427&AL427,$C$2:$V$2,0)),0))","v":2124},"ЗО",{"$f":"3.6*AV427/(4.19*(Калькулятор!$C$8-Калькулятор!$D$8))","v":182.50023866348448},{"$f":"IF(Калькулятор!$F$8<>70,INDEX($C$6:$V$17,MATCH(AM427,$B$6:$B$17,0),MATCH(AK427&AL427,$C$2:$V$2,0))*(Калькулятор!$F$8/70)^справочно!$Y$2,INDEX($C$6:$V$17,MATCH(AM427,$B$6:$B$17,0),MATCH(AK427&AL427,$C$2:$V$2,0)))","v":2124.1000000000004}]
[null,null,null,null,null,null,null,null,null,null,null,null,null,null,null,null,null,null,null,null,null,null,null,null,null,null,"Конвектор внутрипольный Royal Thermo ATRIUM-150/400/2000-DG-U-LB","НС-1477511","RT-A-150/400/2000-DG-U-LB",3,5,9,13,18,21,23,150,400,2000,"DG","U","LB",{"$f":"IF((IFERROR(IF(VLOOKUP(AK428,X:Y,2,0)=TRUE,1,0),0)+IFERROR(IF(VLOOKUP(AL428,X:Y,2,0)=TRUE,1,0),0)+IFERROR(IF(VLOOKUP(AN428,X:Y,2,0)=TRUE,1,0),0)+IFERROR(IF(VLOOKUP(AO428,X:Y,2,0)=TRUE,1,0),0)+IFERROR(IF(VLOOKUP(AP428,X:Y,2,0)=TRUE,1,0),0)+IF(AND(AM428>=Калькулятор!$C$14,AM428<=Калькулятор!$E$14),1,0)+IF(OR(AND(AS428>=Калькулятор!$C$11,AS428<=IF(ISBLANK(Калькулятор!$E$11),100000,Калькулятор!$E$11)),Калькулятор!$C$11&Калькулятор!$E$11=\"\"),1,0))=7,1,0)","v":0},{"$f":"SUM(AQ$2:AQ428)","v":240},{"$f":"IF(Калькулятор!$F$8<>70,ROUND(INDEX($C$6:$V$17,MATCH(AM428,$B$6:$B$17,0),MATCH(AK428&AL428,$C$2:$V$2,0))*(Калькулятор!$F$8/70)^справочно!$Y$2,0),ROUND(INDEX($C$6:$V$17,MATCH(AM428,$B$6:$B$17,0),MATCH(AK428&AL428,$C$2:$V$2,0)),0))","v":2378},"ЗО",{"$f":"3.6*AV428/(4.19*(Калькулятор!$C$8-Калькулятор!$D$8))","v":204.3322195704057},{"$f":"IF(Калькулятор!$F$8<>70,INDEX($C$6:$V$17,MATCH(AM428,$B$6:$B$17,0),MATCH(AK428&AL428,$C$2:$V$2,0))*(Калькулятор!$F$8/70)^справочно!$Y$2,INDEX($C$6:$V$17,MATCH(AM428,$B$6:$B$17,0),MATCH(AK428&AL428,$C$2:$V$2,0)))","v":2378.2000000000003}]
[null,null,null,null,null,null,null,null,null,null,null,null,null,null,null,null,null,null,null,null,null,null,null,null,null,null,"Конвектор внутрипольный Royal Thermo ATRIUM-150/400/2200-DG-U-LB","НС-1477513","RT-A-150/400/2200-DG-U-LB",3,5,9,13,18,21,23,150,400,2200,"DG","U","LB",{"$f":"IF((IFERROR(IF(VLOOKUP(AK429,X:Y,2,0)=TRUE,1,0),0)+IFERROR(IF(VLOOKUP(AL429,X:Y,2,0)=TRUE,1,0),0)+IFERROR(IF(VLOOKUP(AN429,X:Y,2,0)=TRUE,1,0),0)+IFERROR(IF(VLOOKUP(AO429,X:Y,2,0)=TRUE,1,0),0)+IFERROR(IF(VLOOKUP(AP429,X:Y,2,0)=TRUE,1,0),0)+IF(AND(AM429>=Калькулятор!$C$14,AM429<=Калькулятор!$E$14),1,0)+IF(OR(AND(AS429>=Калькулятор!$C$11,AS429<=IF(ISBLANK(Калькулятор!$E$11),100000,Калькулятор!$E$11)),Калькулятор!$C$11&Калькулятор!$E$11=\"\"),1,0))=7,1,0)","v":0},{"$f":"SUM(AQ$2:AQ429)","v":240},{"$f":"IF(Калькулятор!$F$8<>70,ROUND(INDEX($C$6:$V$17,MATCH(AM429,$B$6:$B$17,0),MATCH(AK429&AL429,$C$2:$V$2,0))*(Калькулятор!$F$8/70)^справочно!$Y$2,0),ROUND(INDEX($C$6:$V$17,MATCH(AM429,$B$6:$B$17,0),MATCH(AK429&AL429,$C$2:$V$2,0)),0))","v":2635},"ЗО",{"$f":"3.6*AV429/(4.19*(Калькулятор!$C$8-Калькулятор!$D$8))","v":226.35322195704055},{"$f":"IF(Калькулятор!$F$8<>70,INDEX($C$6:$V$17,MATCH(AM429,$B$6:$B$17,0),MATCH(AK429&AL429,$C$2:$V$2,0))*(Калькулятор!$F$8/70)^справочно!$Y$2,INDEX($C$6:$V$17,MATCH(AM429,$B$6:$B$17,0),MATCH(AK429&AL429,$C$2:$V$2,0)))","v":2634.5}]
[null,null,null,null,null,null,null,null,null,null,null,null,null,null,null,null,null,null,null,null,null,null,null,null,null,null,"Конвектор внутрипольный Royal Thermo ATRIUM-150/400/2400-DG-U-LB","НС-1477515","RT-A-150/400/2400-DG-U-LB",3,5,9,13,18,21,23,150,400,2400,"DG","U","LB",{"$f":"IF((IFERROR(IF(VLOOKUP(AK430,X:Y,2,0)=TRUE,1,0),0)+IFERROR(IF(VLOOKUP(AL430,X:Y,2,0)=TRUE,1,0),0)+IFERROR(IF(VLOOKUP(AN430,X:Y,2,0)=TRUE,1,0),0)+IFERROR(IF(VLOOKUP(AO430,X:Y,2,0)=TRUE,1,0),0)+IFERROR(IF(VLOOKUP(AP430,X:Y,2,0)=TRUE,1,0),0)+IF(AND(AM430>=Калькулятор!$C$14,AM430<=Калькулятор!$E$14),1,0)+IF(OR(AND(AS430>=Калькулятор!$C$11,AS430<=IF(ISBLANK(Калькулятор!$E$11),100000,Калькулятор!$E$11)),Калькулятор!$C$11&Калькулятор!$E$11=\"\"),1,0))=7,1,0)","v":0},{"$f":"SUM(AQ$2:AQ430)","v":240},{"$f":"IF(Калькулятор!$F$8<>70,ROUND(INDEX($C$6:$V$17,MATCH(AM430,$B$6:$B$17,0),MATCH(AK430&AL430,$C$2:$V$2,0))*(Калькулятор!$F$8/70)^справочно!$Y$2,0),ROUND(INDEX($C$6:$V$17,MATCH(AM430,$B$6:$B$17,0),MATCH(AK430&AL430,$C$2:$V$2,0)),0))","v":2889},"ЗО",{"$f":"3.6*AV430/(4.19*(Калькулятор!$C$8-Калькулятор!$D$8))","v":248.18520286396179},{"$f":"IF(Калькулятор!$F$8<>70,INDEX($C$6:$V$17,MATCH(AM430,$B$6:$B$17,0),MATCH(AK430&AL430,$C$2:$V$2,0))*(Калькулятор!$F$8/70)^справочно!$Y$2,INDEX($C$6:$V$17,MATCH(AM430,$B$6:$B$17,0),MATCH(AK430&AL430,$C$2:$V$2,0)))","v":2888.6000000000004}]
[null,null,null,null,null,null,null,null,null,null,null,null,null,null,null,null,null,null,null,null,null,null,null,null,null,null,"Конвектор внутрипольный Royal Thermo ATRIUM-150/400/2600-DG-U-LB","НС-1477517","RT-A-150/400/2600-DG-U-LB",3,5,9,13,18,21,23,150,400,2600,"DG","U","LB",{"$f":"IF((IFERROR(IF(VLOOKUP(AK431,X:Y,2,0)=TRUE,1,0),0)+IFERROR(IF(VLOOKUP(AL431,X:Y,2,0)=TRUE,1,0),0)+IFERROR(IF(VLOOKUP(AN431,X:Y,2,0)=TRUE,1,0),0)+IFERROR(IF(VLOOKUP(AO431,X:Y,2,0)=TRUE,1,0),0)+IFERROR(IF(VLOOKUP(AP431,X:Y,2,0)=TRUE,1,0),0)+IF(AND(AM431>=Калькулятор!$C$14,AM431<=Калькулятор!$E$14),1,0)+IF(OR(AND(AS431>=Калькулятор!$C$11,AS431<=IF(ISBLANK(Калькулятор!$E$11),100000,Калькулятор!$E$11)),Калькулятор!$C$11&Калькулятор!$E$11=\"\"),1,0))=7,1,0)","v":0},{"$f":"SUM(AQ$2:AQ431)","v":240},{"$f":"IF(Калькулятор!$F$8<>70,ROUND(INDEX($C$6:$V$17,MATCH(AM431,$B$6:$B$17,0),MATCH(AK431&AL431,$C$2:$V$2,0))*(Калькулятор!$F$8/70)^справочно!$Y$2,0),ROUND(INDEX($C$6:$V$17,MATCH(AM431,$B$6:$B$17,0),MATCH(AK431&AL431,$C$2:$V$2,0)),0))","v":3143},"ЗО",{"$f":"3.6*AV431/(4.19*(Калькулятор!$C$8-Калькулятор!$D$8))","v":270.01718377088304},{"$f":"IF(Калькулятор!$F$8<>70,INDEX($C$6:$V$17,MATCH(AM431,$B$6:$B$17,0),MATCH(AK431&AL431,$C$2:$V$2,0))*(Калькулятор!$F$8/70)^справочно!$Y$2,INDEX($C$6:$V$17,MATCH(AM431,$B$6:$B$17,0),MATCH(AK431&AL431,$C$2:$V$2,0)))","v":3142.7000000000003}]
[null,null,null,null,null,null,null,null,null,null,null,null,null,null,null,null,null,null,null,null,null,null,null,null,null,null,"Конвектор внутрипольный Royal Thermo ATRIUM-150/400/2800-DG-U-LB","НС-1477519","RT-A-150/400/2800-DG-U-LB",3,5,9,13,18,21,23,150,400,2800,"DG","U","LB",{"$f":"IF((IFERROR(IF(VLOOKUP(AK432,X:Y,2,0)=TRUE,1,0),0)+IFERROR(IF(VLOOKUP(AL432,X:Y,2,0)=TRUE,1,0),0)+IFERROR(IF(VLOOKUP(AN432,X:Y,2,0)=TRUE,1,0),0)+IFERROR(IF(VLOOKUP(AO432,X:Y,2,0)=TRUE,1,0),0)+IFERROR(IF(VLOOKUP(AP432,X:Y,2,0)=TRUE,1,0),0)+IF(AND(AM432>=Калькулятор!$C$14,AM432<=Калькулятор!$E$14),1,0)+IF(OR(AND(AS432>=Калькулятор!$C$11,AS432<=IF(ISBLANK(Калькулятор!$E$11),100000,Калькулятор!$E$11)),Калькулятор!$C$11&Калькулятор!$E$11=\"\"),1,0))=7,1,0)","v":0},{"$f":"SUM(AQ$2:AQ432)","v":240},{"$f":"IF(Калькулятор!$F$8<>70,ROUND(INDEX($C$6:$V$17,MATCH(AM432,$B$6:$B$17,0),MATCH(AK432&AL432,$C$2:$V$2,0))*(Калькулятор!$F$8/70)^справочно!$Y$2,0),ROUND(INDEX($C$6:$V$17,MATCH(AM432,$B$6:$B$17,0),MATCH(AK432&AL432,$C$2:$V$2,0)),0))","v":3399},"ЗО",{"$f":"3.6*AV432/(4.19*(Калькулятор!$C$8-Калькулятор!$D$8))","v":292.03818615751788},{"$f":"IF(Калькулятор!$F$8<>70,INDEX($C$6:$V$17,MATCH(AM432,$B$6:$B$17,0),MATCH(AK432&AL432,$C$2:$V$2,0))*(Калькулятор!$F$8/70)^справочно!$Y$2,INDEX($C$6:$V$17,MATCH(AM432,$B$6:$B$17,0),MATCH(AK432&AL432,$C$2:$V$2,0)))","v":3399.0000000000005}]
[null,null,null,null,null,null,null,null,null,null,null,null,null,null,null,null,null,null,null,null,null,null,null,null,null,null,"Конвектор внутрипольный Royal Thermo ATRIUM-150/400/3000-DG-U-LB","НС-1477521","RT-A-150/400/3000-DG-U-LB",3,5,9,13,18,21,23,150,400,3000,"DG","U","LB",{"$f":"IF((IFERROR(IF(VLOOKUP(AK433,X:Y,2,0)=TRUE,1,0),0)+IFERROR(IF(VLOOKUP(AL433,X:Y,2,0)=TRUE,1,0),0)+IFERROR(IF(VLOOKUP(AN433,X:Y,2,0)=TRUE,1,0),0)+IFERROR(IF(VLOOKUP(AO433,X:Y,2,0)=TRUE,1,0),0)+IFERROR(IF(VLOOKUP(AP433,X:Y,2,0)=TRUE,1,0),0)+IF(AND(AM433>=Калькулятор!$C$14,AM433<=Калькулятор!$E$14),1,0)+IF(OR(AND(AS433>=Калькулятор!$C$11,AS433<=IF(ISBLANK(Калькулятор!$E$11),100000,Калькулятор!$E$11)),Калькулятор!$C$11&Калькулятор!$E$11=\"\"),1,0))=7,1,0)","v":0},{"$f":"SUM(AQ$2:AQ433)","v":240},{"$f":"IF(Калькулятор!$F$8<>70,ROUND(INDEX($C$6:$V$17,MATCH(AM433,$B$6:$B$17,0),MATCH(AK433&AL433,$C$2:$V$2,0))*(Калькулятор!$F$8/70)^справочно!$Y$2,0),ROUND(INDEX($C$6:$V$17,MATCH(AM433,$B$6:$B$17,0),MATCH(AK433&AL433,$C$2:$V$2,0)),0))","v":3653},"ЗО",{"$f":"3.6*AV433/(4.19*(Калькулятор!$C$8-Калькулятор!$D$8))","v":313.87016706443916},{"$f":"IF(Калькулятор!$F$8<>70,INDEX($C$6:$V$17,MATCH(AM433,$B$6:$B$17,0),MATCH(AK433&AL433,$C$2:$V$2,0))*(Калькулятор!$F$8/70)^справочно!$Y$2,INDEX($C$6:$V$17,MATCH(AM433,$B$6:$B$17,0),MATCH(AK433&AL433,$C$2:$V$2,0)))","v":3653.1000000000004}]
[null,null,null,null,null,null,null,null,null,null,null,null,null,null,null,null,null,null,null,null,null,null,null,null,null,null,"Конвектор внутрипольный Royal Thermo ATRIUM-190/200/800-DG-U-LB","НС-1477568","RT-A-190/200/800-DG-U-LB",3,5,9,13,17,20,22,190,200,800,"DG","U","LB",{"$f":"IF((IFERROR(IF(VLOOKUP(AK434,X:Y,2,0)=TRUE,1,0),0)+IFERROR(IF(VLOOKUP(AL434,X:Y,2,0)=TRUE,1,0),0)+IFERROR(IF(VLOOKUP(AN434,X:Y,2,0)=TRUE,1,0),0)+IFERROR(IF(VLOOKUP(AO434,X:Y,2,0)=TRUE,1,0),0)+IFERROR(IF(VLOOKUP(AP434,X:Y,2,0)=TRUE,1,0),0)+IF(AND(AM434>=Калькулятор!$C$14,AM434<=Калькулятор!$E$14),1,0)+IF(OR(AND(AS434>=Калькулятор!$C$11,AS434<=IF(ISBLANK(Калькулятор!$E$11),100000,Калькулятор!$E$11)),Калькулятор!$C$11&Калькулятор!$E$11=\"\"),1,0))=7,1,0)","v":0},{"$f":"SUM(AQ$2:AQ434)","v":240},{"$f":"IF(Калькулятор!$F$8<>70,ROUND(INDEX($C$6:$V$17,MATCH(AM434,$B$6:$B$17,0),MATCH(AK434&AL434,$C$2:$V$2,0))*(Калькулятор!$F$8/70)^справочно!$Y$2,0),ROUND(INDEX($C$6:$V$17,MATCH(AM434,$B$6:$B$17,0),MATCH(AK434&AL434,$C$2:$V$2,0)),0))","v":446},"ЗО",{"$f":"3.6*AV434/(4.19*(Калькулятор!$C$8-Калькулятор!$D$8))","v":38.336992840095462},{"$f":"IF(Калькулятор!$F$8<>70,INDEX($C$6:$V$17,MATCH(AM434,$B$6:$B$17,0),MATCH(AK434&AL434,$C$2:$V$2,0))*(Калькулятор!$F$8/70)^справочно!$Y$2,INDEX($C$6:$V$17,MATCH(AM434,$B$6:$B$17,0),MATCH(AK434&AL434,$C$2:$V$2,0)))","v":446.2}]
[null,null,null,null,null,null,null,null,null,null,null,null,null,null,null,null,null,null,null,null,null,null,null,null,null,null,"Конвектор внутрипольный Royal Thermo ATRIUM-190/200/1000-DG-U-LB","НС-1477535","RT-A-190/200/1000-DG-U-LB",3,5,9,13,18,21,23,190,200,1000,"DG","U","LB",{"$f":"IF((IFERROR(IF(VLOOKUP(AK435,X:Y,2,0)=TRUE,1,0),0)+IFERROR(IF(VLOOKUP(AL435,X:Y,2,0)=TRUE,1,0),0)+IFERROR(IF(VLOOKUP(AN435,X:Y,2,0)=TRUE,1,0),0)+IFERROR(IF(VLOOKUP(AO435,X:Y,2,0)=TRUE,1,0),0)+IFERROR(IF(VLOOKUP(AP435,X:Y,2,0)=TRUE,1,0),0)+IF(AND(AM435>=Калькулятор!$C$14,AM435<=Калькулятор!$E$14),1,0)+IF(OR(AND(AS435>=Калькулятор!$C$11,AS435<=IF(ISBLANK(Калькулятор!$E$11),100000,Калькулятор!$E$11)),Калькулятор!$C$11&Калькулятор!$E$11=\"\"),1,0))=7,1,0)","v":0},{"$f":"SUM(AQ$2:AQ435)","v":240},{"$f":"IF(Калькулятор!$F$8<>70,ROUND(INDEX($C$6:$V$17,MATCH(AM435,$B$6:$B$17,0),MATCH(AK435&AL435,$C$2:$V$2,0))*(Калькулятор!$F$8/70)^справочно!$Y$2,0),ROUND(INDEX($C$6:$V$17,MATCH(AM435,$B$6:$B$17,0),MATCH(AK435&AL435,$C$2:$V$2,0)),0))","v":616},"ЗО",{"$f":"3.6*AV435/(4.19*(Калькулятор!$C$8-Калькулятор!$D$8))","v":52.960381861575172},{"$f":"IF(Калькулятор!$F$8<>70,INDEX($C$6:$V$17,MATCH(AM435,$B$6:$B$17,0),MATCH(AK435&AL435,$C$2:$V$2,0))*(Калькулятор!$F$8/70)^справочно!$Y$2,INDEX($C$6:$V$17,MATCH(AM435,$B$6:$B$17,0),MATCH(AK435&AL435,$C$2:$V$2,0)))","v":616.4}]
[null,null,null,null,null,null,null,null,null,null,null,null,null,null,null,null,null,null,null,null,null,null,null,null,null,null,"Конвектор внутрипольный Royal Thermo ATRIUM-190/200/1200-DG-U-LB","НС-1477538","RT-A-190/200/1200-DG-U-LB",3,5,9,13,18,21,23,190,200,1200,"DG","U","LB",{"$f":"IF((IFERROR(IF(VLOOKUP(AK436,X:Y,2,0)=TRUE,1,0),0)+IFERROR(IF(VLOOKUP(AL436,X:Y,2,0)=TRUE,1,0),0)+IFERROR(IF(VLOOKUP(AN436,X:Y,2,0)=TRUE,1,0),0)+IFERROR(IF(VLOOKUP(AO436,X:Y,2,0)=TRUE,1,0),0)+IFERROR(IF(VLOOKUP(AP436,X:Y,2,0)=TRUE,1,0),0)+IF(AND(AM436>=Калькулятор!$C$14,AM436<=Калькулятор!$E$14),1,0)+IF(OR(AND(AS436>=Калькулятор!$C$11,AS436<=IF(ISBLANK(Калькулятор!$E$11),100000,Калькулятор!$E$11)),Калькулятор!$C$11&Калькулятор!$E$11=\"\"),1,0))=7,1,0)","v":0},{"$f":"SUM(AQ$2:AQ436)","v":240},{"$f":"IF(Калькулятор!$F$8<>70,ROUND(INDEX($C$6:$V$17,MATCH(AM436,$B$6:$B$17,0),MATCH(AK436&AL436,$C$2:$V$2,0))*(Калькулятор!$F$8/70)^справочно!$Y$2,0),ROUND(INDEX($C$6:$V$17,MATCH(AM436,$B$6:$B$17,0),MATCH(AK436&AL436,$C$2:$V$2,0)),0))","v":784},"ЗО",{"$f":"3.6*AV436/(4.19*(Калькулятор!$C$8-Калькулятор!$D$8))","v":67.386157517899747},{"$f":"IF(Калькулятор!$F$8<>70,INDEX($C$6:$V$17,MATCH(AM436,$B$6:$B$17,0),MATCH(AK436&AL436,$C$2:$V$2,0))*(Калькулятор!$F$8/70)^справочно!$Y$2,INDEX($C$6:$V$17,MATCH(AM436,$B$6:$B$17,0),MATCH(AK436&AL436,$C$2:$V$2,0)))","v":784.3}]
[null,null,null,null,null,null,null,null,null,null,null,null,null,null,null,null,null,null,null,null,null,null,null,null,null,null,"Конвектор внутрипольный Royal Thermo ATRIUM-190/200/1400-DG-U-LB","НС-1477541","RT-A-190/200/1400-DG-U-LB",3,5,9,13,18,21,23,190,200,1400,"DG","U","LB",{"$f":"IF((IFERROR(IF(VLOOKUP(AK437,X:Y,2,0)=TRUE,1,0),0)+IFERROR(IF(VLOOKUP(AL437,X:Y,2,0)=TRUE,1,0),0)+IFERROR(IF(VLOOKUP(AN437,X:Y,2,0)=TRUE,1,0),0)+IFERROR(IF(VLOOKUP(AO437,X:Y,2,0)=TRUE,1,0),0)+IFERROR(IF(VLOOKUP(AP437,X:Y,2,0)=TRUE,1,0),0)+IF(AND(AM437>=Калькулятор!$C$14,AM437<=Калькулятор!$E$14),1,0)+IF(OR(AND(AS437>=Калькулятор!$C$11,AS437<=IF(ISBLANK(Калькулятор!$E$11),100000,Калькулятор!$E$11)),Калькулятор!$C$11&Калькулятор!$E$11=\"\"),1,0))=7,1,0)","v":0},{"$f":"SUM(AQ$2:AQ437)","v":240},{"$f":"IF(Калькулятор!$F$8<>70,ROUND(INDEX($C$6:$V$17,MATCH(AM437,$B$6:$B$17,0),MATCH(AK437&AL437,$C$2:$V$2,0))*(Калькулятор!$F$8/70)^справочно!$Y$2,0),ROUND(INDEX($C$6:$V$17,MATCH(AM437,$B$6:$B$17,0),MATCH(AK437&AL437,$C$2:$V$2,0)),0))","v":953},"ЗО",{"$f":"3.6*AV437/(4.19*(Калькулятор!$C$8-Калькулятор!$D$8))","v":81.910739856801897},{"$f":"IF(Калькулятор!$F$8<>70,INDEX($C$6:$V$17,MATCH(AM437,$B$6:$B$17,0),MATCH(AK437&AL437,$C$2:$V$2,0))*(Калькулятор!$F$8/70)^справочно!$Y$2,INDEX($C$6:$V$17,MATCH(AM437,$B$6:$B$17,0),MATCH(AK437&AL437,$C$2:$V$2,0)))","v":953.34999999999991}]
[null,null,null,null,null,null,null,null,null,null,null,null,null,null,null,null,null,null,null,null,null,null,null,null,null,null,"Конвектор внутрипольный Royal Thermo ATRIUM-190/200/1600-DG-U-LB","НС-1477544","RT-A-190/200/1600-DG-U-LB",3,5,9,13,18,21,23,190,200,1600,"DG","U","LB",{"$f":"IF((IFERROR(IF(VLOOKUP(AK438,X:Y,2,0)=TRUE,1,0),0)+IFERROR(IF(VLOOKUP(AL438,X:Y,2,0)=TRUE,1,0),0)+IFERROR(IF(VLOOKUP(AN438,X:Y,2,0)=TRUE,1,0),0)+IFERROR(IF(VLOOKUP(AO438,X:Y,2,0)=TRUE,1,0),0)+IFERROR(IF(VLOOKUP(AP438,X:Y,2,0)=TRUE,1,0),0)+IF(AND(AM438>=Калькулятор!$C$14,AM438<=Калькулятор!$E$14),1,0)+IF(OR(AND(AS438>=Калькулятор!$C$11,AS438<=IF(ISBLANK(Калькулятор!$E$11),100000,Калькулятор!$E$11)),Калькулятор!$C$11&Калькулятор!$E$11=\"\"),1,0))=7,1,0)","v":0},{"$f":"SUM(AQ$2:AQ438)","v":240},{"$f":"IF(Калькулятор!$F$8<>70,ROUND(INDEX($C$6:$V$17,MATCH(AM438,$B$6:$B$17,0),MATCH(AK438&AL438,$C$2:$V$2,0))*(Калькулятор!$F$8/70)^справочно!$Y$2,0),ROUND(INDEX($C$6:$V$17,MATCH(AM438,$B$6:$B$17,0),MATCH(AK438&AL438,$C$2:$V$2,0)),0))","v":1124},"ЗО",{"$f":"3.6*AV438/(4.19*(Калькулятор!$C$8-Калькулятор!$D$8))","v":96.534128878281606},{"$f":"IF(Калькулятор!$F$8<>70,INDEX($C$6:$V$17,MATCH(AM438,$B$6:$B$17,0),MATCH(AK438&AL438,$C$2:$V$2,0))*(Калькулятор!$F$8/70)^справочно!$Y$2,INDEX($C$6:$V$17,MATCH(AM438,$B$6:$B$17,0),MATCH(AK438&AL438,$C$2:$V$2,0)))","v":1123.55}]
[null,null,null,null,null,null,null,null,null,null,null,null,null,null,null,null,null,null,null,null,null,null,null,null,null,null,"Конвектор внутрипольный Royal Thermo ATRIUM-190/200/1800-DG-U-LB","НС-1477547","RT-A-190/200/1800-DG-U-LB",3,5,9,13,18,21,23,190,200,1800,"DG","U","LB",{"$f":"IF((IFERROR(IF(VLOOKUP(AK439,X:Y,2,0)=TRUE,1,0),0)+IFERROR(IF(VLOOKUP(AL439,X:Y,2,0)=TRUE,1,0),0)+IFERROR(IF(VLOOKUP(AN439,X:Y,2,0)=TRUE,1,0),0)+IFERROR(IF(VLOOKUP(AO439,X:Y,2,0)=TRUE,1,0),0)+IFERROR(IF(VLOOKUP(AP439,X:Y,2,0)=TRUE,1,0),0)+IF(AND(AM439>=Калькулятор!$C$14,AM439<=Калькулятор!$E$14),1,0)+IF(OR(AND(AS439>=Калькулятор!$C$11,AS439<=IF(ISBLANK(Калькулятор!$E$11),100000,Калькулятор!$E$11)),Калькулятор!$C$11&Калькулятор!$E$11=\"\"),1,0))=7,1,0)","v":0},{"$f":"SUM(AQ$2:AQ439)","v":240},{"$f":"IF(Калькулятор!$F$8<>70,ROUND(INDEX($C$6:$V$17,MATCH(AM439,$B$6:$B$17,0),MATCH(AK439&AL439,$C$2:$V$2,0))*(Калькулятор!$F$8/70)^справочно!$Y$2,0),ROUND(INDEX($C$6:$V$17,MATCH(AM439,$B$6:$B$17,0),MATCH(AK439&AL439,$C$2:$V$2,0)),0))","v":1291},"ЗО",{"$f":"3.6*AV439/(4.19*(Калькулятор!$C$8-Калькулятор!$D$8))","v":110.95990453460618},{"$f":"IF(Калькулятор!$F$8<>70,INDEX($C$6:$V$17,MATCH(AM439,$B$6:$B$17,0),MATCH(AK439&AL439,$C$2:$V$2,0))*(Калькулятор!$F$8/70)^справочно!$Y$2,INDEX($C$6:$V$17,MATCH(AM439,$B$6:$B$17,0),MATCH(AK439&AL439,$C$2:$V$2,0)))","v":1291.4499999999998}]
[null,null,null,null,null,null,null,null,null,null,null,null,null,null,null,null,null,null,null,null,null,null,null,null,null,null,"Конвектор внутрипольный Royal Thermo ATRIUM-190/200/2000-DG-U-LB","НС-1477550","RT-A-190/200/2000-DG-U-LB",3,5,9,13,18,21,23,190,200,2000,"DG","U","LB",{"$f":"IF((IFERROR(IF(VLOOKUP(AK440,X:Y,2,0)=TRUE,1,0),0)+IFERROR(IF(VLOOKUP(AL440,X:Y,2,0)=TRUE,1,0),0)+IFERROR(IF(VLOOKUP(AN440,X:Y,2,0)=TRUE,1,0),0)+IFERROR(IF(VLOOKUP(AO440,X:Y,2,0)=TRUE,1,0),0)+IFERROR(IF(VLOOKUP(AP440,X:Y,2,0)=TRUE,1,0),0)+IF(AND(AM440>=Калькулятор!$C$14,AM440<=Калькулятор!$E$14),1,0)+IF(OR(AND(AS440>=Калькулятор!$C$11,AS440<=IF(ISBLANK(Калькулятор!$E$11),100000,Калькулятор!$E$11)),Калькулятор!$C$11&Калькулятор!$E$11=\"\"),1,0))=7,1,0)","v":0},{"$f":"SUM(AQ$2:AQ440)","v":240},{"$f":"IF(Калькулятор!$F$8<>70,ROUND(INDEX($C$6:$V$17,MATCH(AM440,$B$6:$B$17,0),MATCH(AK440&AL440,$C$2:$V$2,0))*(Калькулятор!$F$8/70)^справочно!$Y$2,0),ROUND(INDEX($C$6:$V$17,MATCH(AM440,$B$6:$B$17,0),MATCH(AK440&AL440,$C$2:$V$2,0)),0))","v":1461},"ЗО",{"$f":"3.6*AV440/(4.19*(Калькулятор!$C$8-Калькулятор!$D$8))","v":125.48448687350835},{"$f":"IF(Калькулятор!$F$8<>70,INDEX($C$6:$V$17,MATCH(AM440,$B$6:$B$17,0),MATCH(AK440&AL440,$C$2:$V$2,0))*(Калькулятор!$F$8/70)^справочно!$Y$2,INDEX($C$6:$V$17,MATCH(AM440,$B$6:$B$17,0),MATCH(AK440&AL440,$C$2:$V$2,0)))","v":1460.5}]
[null,null,null,null,null,null,null,null,null,null,null,null,null,null,null,null,null,null,null,null,null,null,null,null,null,null,"Конвектор внутрипольный Royal Thermo ATRIUM-190/200/2200-DG-U-LB","НС-1477553","RT-A-190/200/2200-DG-U-LB",3,5,9,13,18,21,23,190,200,2200,"DG","U","LB",{"$f":"IF((IFERROR(IF(VLOOKUP(AK441,X:Y,2,0)=TRUE,1,0),0)+IFERROR(IF(VLOOKUP(AL441,X:Y,2,0)=TRUE,1,0),0)+IFERROR(IF(VLOOKUP(AN441,X:Y,2,0)=TRUE,1,0),0)+IFERROR(IF(VLOOKUP(AO441,X:Y,2,0)=TRUE,1,0),0)+IFERROR(IF(VLOOKUP(AP441,X:Y,2,0)=TRUE,1,0),0)+IF(AND(AM441>=Калькулятор!$C$14,AM441<=Калькулятор!$E$14),1,0)+IF(OR(AND(AS441>=Калькулятор!$C$11,AS441<=IF(ISBLANK(Калькулятор!$E$11),100000,Калькулятор!$E$11)),Калькулятор!$C$11&Калькулятор!$E$11=\"\"),1,0))=7,1,0)","v":0},{"$f":"SUM(AQ$2:AQ441)","v":240},{"$f":"IF(Калькулятор!$F$8<>70,ROUND(INDEX($C$6:$V$17,MATCH(AM441,$B$6:$B$17,0),MATCH(AK441&AL441,$C$2:$V$2,0))*(Калькулятор!$F$8/70)^справочно!$Y$2,0),ROUND(INDEX($C$6:$V$17,MATCH(AM441,$B$6:$B$17,0),MATCH(AK441&AL441,$C$2:$V$2,0)),0))","v":1631},"ЗО",{"$f":"3.6*AV441/(4.19*(Калькулятор!$C$8-Калькулятор!$D$8))","v":140.10787589498804},{"$f":"IF(Калькулятор!$F$8<>70,INDEX($C$6:$V$17,MATCH(AM441,$B$6:$B$17,0),MATCH(AK441&AL441,$C$2:$V$2,0))*(Калькулятор!$F$8/70)^справочно!$Y$2,INDEX($C$6:$V$17,MATCH(AM441,$B$6:$B$17,0),MATCH(AK441&AL441,$C$2:$V$2,0)))","v":1630.6999999999998}]
[null,null,null,null,null,null,null,null,null,null,null,null,null,null,null,null,null,null,null,null,null,null,null,null,null,null,"Конвектор внутрипольный Royal Thermo ATRIUM-190/200/2400-DG-U-LB","НС-1477556","RT-A-190/200/2400-DG-U-LB",3,5,9,13,18,21,23,190,200,2400,"DG","U","LB",{"$f":"IF((IFERROR(IF(VLOOKUP(AK442,X:Y,2,0)=TRUE,1,0),0)+IFERROR(IF(VLOOKUP(AL442,X:Y,2,0)=TRUE,1,0),0)+IFERROR(IF(VLOOKUP(AN442,X:Y,2,0)=TRUE,1,0),0)+IFERROR(IF(VLOOKUP(AO442,X:Y,2,0)=TRUE,1,0),0)+IFERROR(IF(VLOOKUP(AP442,X:Y,2,0)=TRUE,1,0),0)+IF(AND(AM442>=Калькулятор!$C$14,AM442<=Калькулятор!$E$14),1,0)+IF(OR(AND(AS442>=Калькулятор!$C$11,AS442<=IF(ISBLANK(Калькулятор!$E$11),100000,Калькулятор!$E$11)),Калькулятор!$C$11&Калькулятор!$E$11=\"\"),1,0))=7,1,0)","v":0},{"$f":"SUM(AQ$2:AQ442)","v":240},{"$f":"IF(Калькулятор!$F$8<>70,ROUND(INDEX($C$6:$V$17,MATCH(AM442,$B$6:$B$17,0),MATCH(AK442&AL442,$C$2:$V$2,0))*(Калькулятор!$F$8/70)^справочно!$Y$2,0),ROUND(INDEX($C$6:$V$17,MATCH(AM442,$B$6:$B$17,0),MATCH(AK442&AL442,$C$2:$V$2,0)),0))","v":1799},"ЗО",{"$f":"3.6*AV442/(4.19*(Калькулятор!$C$8-Калькулятор!$D$8))","v":154.53365155131263},{"$f":"IF(Калькулятор!$F$8<>70,INDEX($C$6:$V$17,MATCH(AM442,$B$6:$B$17,0),MATCH(AK442&AL442,$C$2:$V$2,0))*(Калькулятор!$F$8/70)^справочно!$Y$2,INDEX($C$6:$V$17,MATCH(AM442,$B$6:$B$17,0),MATCH(AK442&AL442,$C$2:$V$2,0)))","v":1798.6}]
[null,null,null,null,null,null,null,null,null,null,null,null,null,null,null,null,null,null,null,null,null,null,null,null,null,null,"Конвектор внутрипольный Royal Thermo ATRIUM-190/200/2600-DG-U-LB","НС-1477559","RT-A-190/200/2600-DG-U-LB",3,5,9,13,18,21,23,190,200,2600,"DG","U","LB",{"$f":"IF((IFERROR(IF(VLOOKUP(AK443,X:Y,2,0)=TRUE,1,0),0)+IFERROR(IF(VLOOKUP(AL443,X:Y,2,0)=TRUE,1,0),0)+IFERROR(IF(VLOOKUP(AN443,X:Y,2,0)=TRUE,1,0),0)+IFERROR(IF(VLOOKUP(AO443,X:Y,2,0)=TRUE,1,0),0)+IFERROR(IF(VLOOKUP(AP443,X:Y,2,0)=TRUE,1,0),0)+IF(AND(AM443>=Калькулятор!$C$14,AM443<=Калькулятор!$E$14),1,0)+IF(OR(AND(AS443>=Калькулятор!$C$11,AS443<=IF(ISBLANK(Калькулятор!$E$11),100000,Калькулятор!$E$11)),Калькулятор!$C$11&Калькулятор!$E$11=\"\"),1,0))=7,1,0)","v":0},{"$f":"SUM(AQ$2:AQ443)","v":240},{"$f":"IF(Калькулятор!$F$8<>70,ROUND(INDEX($C$6:$V$17,MATCH(AM443,$B$6:$B$17,0),MATCH(AK443&AL443,$C$2:$V$2,0))*(Калькулятор!$F$8/70)^справочно!$Y$2,0),ROUND(INDEX($C$6:$V$17,MATCH(AM443,$B$6:$B$17,0),MATCH(AK443&AL443,$C$2:$V$2,0)),0))","v":1968},"ЗО",{"$f":"3.6*AV443/(4.19*(Калькулятор!$C$8-Калькулятор!$D$8))","v":169.05823389021478},{"$f":"IF(Калькулятор!$F$8<>70,INDEX($C$6:$V$17,MATCH(AM443,$B$6:$B$17,0),MATCH(AK443&AL443,$C$2:$V$2,0))*(Калькулятор!$F$8/70)^справочно!$Y$2,INDEX($C$6:$V$17,MATCH(AM443,$B$6:$B$17,0),MATCH(AK443&AL443,$C$2:$V$2,0)))","v":1967.6499999999999}]
[null,null,null,null,null,null,null,null,null,null,null,null,null,null,null,null,null,null,null,null,null,null,null,null,null,null,"Конвектор внутрипольный Royal Thermo ATRIUM-190/200/2800-DG-U-LB","НС-1477562","RT-A-190/200/2800-DG-U-LB",3,5,9,13,18,21,23,190,200,2800,"DG","U","LB",{"$f":"IF((IFERROR(IF(VLOOKUP(AK444,X:Y,2,0)=TRUE,1,0),0)+IFERROR(IF(VLOOKUP(AL444,X:Y,2,0)=TRUE,1,0),0)+IFERROR(IF(VLOOKUP(AN444,X:Y,2,0)=TRUE,1,0),0)+IFERROR(IF(VLOOKUP(AO444,X:Y,2,0)=TRUE,1,0),0)+IFERROR(IF(VLOOKUP(AP444,X:Y,2,0)=TRUE,1,0),0)+IF(AND(AM444>=Калькулятор!$C$14,AM444<=Калькулятор!$E$14),1,0)+IF(OR(AND(AS444>=Калькулятор!$C$11,AS444<=IF(ISBLANK(Калькулятор!$E$11),100000,Калькулятор!$E$11)),Калькулятор!$C$11&Калькулятор!$E$11=\"\"),1,0))=7,1,0)","v":0},{"$f":"SUM(AQ$2:AQ444)","v":240},{"$f":"IF(Калькулятор!$F$8<>70,ROUND(INDEX($C$6:$V$17,MATCH(AM444,$B$6:$B$17,0),MATCH(AK444&AL444,$C$2:$V$2,0))*(Калькулятор!$F$8/70)^справочно!$Y$2,0),ROUND(INDEX($C$6:$V$17,MATCH(AM444,$B$6:$B$17,0),MATCH(AK444&AL444,$C$2:$V$2,0)),0))","v":2137},"ЗО",{"$f":"3.6*AV444/(4.19*(Калькулятор!$C$8-Калькулятор!$D$8))","v":183.58281622911693},{"$f":"IF(Калькулятор!$F$8<>70,INDEX($C$6:$V$17,MATCH(AM444,$B$6:$B$17,0),MATCH(AK444&AL444,$C$2:$V$2,0))*(Калькулятор!$F$8/70)^справочно!$Y$2,INDEX($C$6:$V$17,MATCH(AM444,$B$6:$B$17,0),MATCH(AK444&AL444,$C$2:$V$2,0)))","v":2136.6999999999998}]
[null,null,null,null,null,null,null,null,null,null,null,null,null,null,null,null,null,null,null,null,null,null,null,null,null,null,"Конвектор внутрипольный Royal Thermo ATRIUM-190/200/3000-DG-U-LB","НС-1477565","RT-A-190/200/3000-DG-U-LB",3,5,9,13,18,21,23,190,200,3000,"DG","U","LB",{"$f":"IF((IFERROR(IF(VLOOKUP(AK445,X:Y,2,0)=TRUE,1,0),0)+IFERROR(IF(VLOOKUP(AL445,X:Y,2,0)=TRUE,1,0),0)+IFERROR(IF(VLOOKUP(AN445,X:Y,2,0)=TRUE,1,0),0)+IFERROR(IF(VLOOKUP(AO445,X:Y,2,0)=TRUE,1,0),0)+IFERROR(IF(VLOOKUP(AP445,X:Y,2,0)=TRUE,1,0),0)+IF(AND(AM445>=Калькулятор!$C$14,AM445<=Калькулятор!$E$14),1,0)+IF(OR(AND(AS445>=Калькулятор!$C$11,AS445<=IF(ISBLANK(Калькулятор!$E$11),100000,Калькулятор!$E$11)),Калькулятор!$C$11&Калькулятор!$E$11=\"\"),1,0))=7,1,0)","v":0},{"$f":"SUM(AQ$2:AQ445)","v":240},{"$f":"IF(Калькулятор!$F$8<>70,ROUND(INDEX($C$6:$V$17,MATCH(AM445,$B$6:$B$17,0),MATCH(AK445&AL445,$C$2:$V$2,0))*(Калькулятор!$F$8/70)^справочно!$Y$2,0),ROUND(INDEX($C$6:$V$17,MATCH(AM445,$B$6:$B$17,0),MATCH(AK445&AL445,$C$2:$V$2,0)),0))","v":2306},"ЗО",{"$f":"3.6*AV445/(4.19*(Калькулятор!$C$8-Калькулятор!$D$8))","v":198.10739856801908},{"$f":"IF(Калькулятор!$F$8<>70,INDEX($C$6:$V$17,MATCH(AM445,$B$6:$B$17,0),MATCH(AK445&AL445,$C$2:$V$2,0))*(Калькулятор!$F$8/70)^справочно!$Y$2,INDEX($C$6:$V$17,MATCH(AM445,$B$6:$B$17,0),MATCH(AK445&AL445,$C$2:$V$2,0)))","v":2305.75}]
[null,null,null,null,null,null,null,null,null,null,null,null,null,null,null,null,null,null,null,null,null,null,null,null,null,null,"Конвектор внутрипольный Royal Thermo ATRIUM-190/250/800-DG-U-LB","НС-1477607","RT-A-190/250/800-DG-U-LB",3,5,9,13,17,20,22,190,250,800,"DG","U","LB",{"$f":"IF((IFERROR(IF(VLOOKUP(AK446,X:Y,2,0)=TRUE,1,0),0)+IFERROR(IF(VLOOKUP(AL446,X:Y,2,0)=TRUE,1,0),0)+IFERROR(IF(VLOOKUP(AN446,X:Y,2,0)=TRUE,1,0),0)+IFERROR(IF(VLOOKUP(AO446,X:Y,2,0)=TRUE,1,0),0)+IFERROR(IF(VLOOKUP(AP446,X:Y,2,0)=TRUE,1,0),0)+IF(AND(AM446>=Калькулятор!$C$14,AM446<=Калькулятор!$E$14),1,0)+IF(OR(AND(AS446>=Калькулятор!$C$11,AS446<=IF(ISBLANK(Калькулятор!$E$11),100000,Калькулятор!$E$11)),Калькулятор!$C$11&Калькулятор!$E$11=\"\"),1,0))=7,1,0)","v":0},{"$f":"SUM(AQ$2:AQ446)","v":240},{"$f":"IF(Калькулятор!$F$8<>70,ROUND(INDEX($C$6:$V$17,MATCH(AM446,$B$6:$B$17,0),MATCH(AK446&AL446,$C$2:$V$2,0))*(Калькулятор!$F$8/70)^справочно!$Y$2,0),ROUND(INDEX($C$6:$V$17,MATCH(AM446,$B$6:$B$17,0),MATCH(AK446&AL446,$C$2:$V$2,0)),0))","v":519},"ЗО",{"$f":"3.6*AV446/(4.19*(Калькулятор!$C$8-Калькулятор!$D$8))","v":44.561813842482088},{"$f":"IF(Калькулятор!$F$8<>70,INDEX($C$6:$V$17,MATCH(AM446,$B$6:$B$17,0),MATCH(AK446&AL446,$C$2:$V$2,0))*(Калькулятор!$F$8/70)^справочно!$Y$2,INDEX($C$6:$V$17,MATCH(AM446,$B$6:$B$17,0),MATCH(AK446&AL446,$C$2:$V$2,0)))","v":518.65}]
[null,null,null,null,null,null,null,null,null,null,null,null,null,null,null,null,null,null,null,null,null,null,null,null,null,null,"Конвектор внутрипольный Royal Thermo ATRIUM-190/250/1000-DG-U-LB","НС-1477574","RT-A-190/250/1000-DG-U-LB",3,5,9,13,18,21,23,190,250,1000,"DG","U","LB",{"$f":"IF((IFERROR(IF(VLOOKUP(AK447,X:Y,2,0)=TRUE,1,0),0)+IFERROR(IF(VLOOKUP(AL447,X:Y,2,0)=TRUE,1,0),0)+IFERROR(IF(VLOOKUP(AN447,X:Y,2,0)=TRUE,1,0),0)+IFERROR(IF(VLOOKUP(AO447,X:Y,2,0)=TRUE,1,0),0)+IFERROR(IF(VLOOKUP(AP447,X:Y,2,0)=TRUE,1,0),0)+IF(AND(AM447>=Калькулятор!$C$14,AM447<=Калькулятор!$E$14),1,0)+IF(OR(AND(AS447>=Калькулятор!$C$11,AS447<=IF(ISBLANK(Калькулятор!$E$11),100000,Калькулятор!$E$11)),Калькулятор!$C$11&Калькулятор!$E$11=\"\"),1,0))=7,1,0)","v":0},{"$f":"SUM(AQ$2:AQ447)","v":240},{"$f":"IF(Калькулятор!$F$8<>70,ROUND(INDEX($C$6:$V$17,MATCH(AM447,$B$6:$B$17,0),MATCH(AK447&AL447,$C$2:$V$2,0))*(Калькулятор!$F$8/70)^справочно!$Y$2,0),ROUND(INDEX($C$6:$V$17,MATCH(AM447,$B$6:$B$17,0),MATCH(AK447&AL447,$C$2:$V$2,0)),0))","v":692},"ЗО",{"$f":"3.6*AV447/(4.19*(Калькулятор!$C$8-Калькулятор!$D$8))","v":59.481622911694494},{"$f":"IF(Калькулятор!$F$8<>70,INDEX($C$6:$V$17,MATCH(AM447,$B$6:$B$17,0),MATCH(AK447&AL447,$C$2:$V$2,0))*(Калькулятор!$F$8/70)^справочно!$Y$2,INDEX($C$6:$V$17,MATCH(AM447,$B$6:$B$17,0),MATCH(AK447&AL447,$C$2:$V$2,0)))","v":692.3}]
[null,null,null,null,null,null,null,null,null,null,null,null,null,null,null,null,null,null,null,null,null,null,null,null,null,null,"Конвектор внутрипольный Royal Thermo ATRIUM-190/250/1200-DG-U-LB","НС-1477577","RT-A-190/250/1200-DG-U-LB",3,5,9,13,18,21,23,190,250,1200,"DG","U","LB",{"$f":"IF((IFERROR(IF(VLOOKUP(AK448,X:Y,2,0)=TRUE,1,0),0)+IFERROR(IF(VLOOKUP(AL448,X:Y,2,0)=TRUE,1,0),0)+IFERROR(IF(VLOOKUP(AN448,X:Y,2,0)=TRUE,1,0),0)+IFERROR(IF(VLOOKUP(AO448,X:Y,2,0)=TRUE,1,0),0)+IFERROR(IF(VLOOKUP(AP448,X:Y,2,0)=TRUE,1,0),0)+IF(AND(AM448>=Калькулятор!$C$14,AM448<=Калькулятор!$E$14),1,0)+IF(OR(AND(AS448>=Калькулятор!$C$11,AS448<=IF(ISBLANK(Калькулятор!$E$11),100000,Калькулятор!$E$11)),Калькулятор!$C$11&Калькулятор!$E$11=\"\"),1,0))=7,1,0)","v":0},{"$f":"SUM(AQ$2:AQ448)","v":240},{"$f":"IF(Калькулятор!$F$8<>70,ROUND(INDEX($C$6:$V$17,MATCH(AM448,$B$6:$B$17,0),MATCH(AK448&AL448,$C$2:$V$2,0))*(Калькулятор!$F$8/70)^справочно!$Y$2,0),ROUND(INDEX($C$6:$V$17,MATCH(AM448,$B$6:$B$17,0),MATCH(AK448&AL448,$C$2:$V$2,0)),0))","v":866},"ЗО",{"$f":"3.6*AV448/(4.19*(Калькулятор!$C$8-Калькулятор!$D$8))","v":74.401431980906906},{"$f":"IF(Калькулятор!$F$8<>70,INDEX($C$6:$V$17,MATCH(AM448,$B$6:$B$17,0),MATCH(AK448&AL448,$C$2:$V$2,0))*(Калькулятор!$F$8/70)^справочно!$Y$2,INDEX($C$6:$V$17,MATCH(AM448,$B$6:$B$17,0),MATCH(AK448&AL448,$C$2:$V$2,0)))","v":865.94999999999993}]
[null,null,null,null,null,null,null,null,null,null,null,null,null,null,null,null,null,null,null,null,null,null,null,null,null,null,"Конвектор внутрипольный Royal Thermo ATRIUM-190/250/1400-DG-U-LB","НС-1477580","RT-A-190/250/1400-DG-U-LB",3,5,9,13,18,21,23,190,250,1400,"DG","U","LB",{"$f":"IF((IFERROR(IF(VLOOKUP(AK449,X:Y,2,0)=TRUE,1,0),0)+IFERROR(IF(VLOOKUP(AL449,X:Y,2,0)=TRUE,1,0),0)+IFERROR(IF(VLOOKUP(AN449,X:Y,2,0)=TRUE,1,0),0)+IFERROR(IF(VLOOKUP(AO449,X:Y,2,0)=TRUE,1,0),0)+IFERROR(IF(VLOOKUP(AP449,X:Y,2,0)=TRUE,1,0),0)+IF(AND(AM449>=Калькулятор!$C$14,AM449<=Калькулятор!$E$14),1,0)+IF(OR(AND(AS449>=Калькулятор!$C$11,AS449<=IF(ISBLANK(Калькулятор!$E$11),100000,Калькулятор!$E$11)),Калькулятор!$C$11&Калькулятор!$E$11=\"\"),1,0))=7,1,0)","v":0},{"$f":"SUM(AQ$2:AQ449)","v":240},{"$f":"IF(Калькулятор!$F$8<>70,ROUND(INDEX($C$6:$V$17,MATCH(AM449,$B$6:$B$17,0),MATCH(AK449&AL449,$C$2:$V$2,0))*(Калькулятор!$F$8/70)^справочно!$Y$2,0),ROUND(INDEX($C$6:$V$17,MATCH(AM449,$B$6:$B$17,0),MATCH(AK449&AL449,$C$2:$V$2,0)),0))","v":1038},"ЗО",{"$f":"3.6*AV449/(4.19*(Калькулятор!$C$8-Калькулятор!$D$8))","v":89.222434367541751},{"$f":"IF(Калькулятор!$F$8<>70,INDEX($C$6:$V$17,MATCH(AM449,$B$6:$B$17,0),MATCH(AK449&AL449,$C$2:$V$2,0))*(Калькулятор!$F$8/70)^справочно!$Y$2,INDEX($C$6:$V$17,MATCH(AM449,$B$6:$B$17,0),MATCH(AK449&AL449,$C$2:$V$2,0)))","v":1038.4499999999998}]
[null,null,null,null,null,null,null,null,null,null,null,null,null,null,null,null,null,null,null,null,null,null,null,null,null,null,"Конвектор внутрипольный Royal Thermo ATRIUM-190/250/1600-DG-U-LB","НС-1477583","RT-A-190/250/1600-DG-U-LB",{"$f":"SEARCH(\"-\",AC450)","v":3},{"$f":"SEARCH(\"-\",AC450,AD450+1)","v":5},{"$f":"SEARCH(\"/\",AC450)","v":9},{"$f":"SEARCH(\"/\",AC450,AF450+1)","v":13},{"$f":"SEARCH(\"-\",AC450,AE450+1)","v":18},{"$f":"SEARCH(\"-\",AC450,AH450+1)","v":21},{"$f":"SEARCH(\"-\",AC450,AI450+1)","v":23},{"$f":"MID($AC450,AE450+1,AF450-AE450-1)*1","v":190},{"$f":"MID($AC450,AF450+1,AG450-AF450-1)*1","v":250},{"$f":"MID($AC450,AG450+1,AH450-AG450-1)*1","v":1600},{"$f":"MID($AC450,AH450+1,AI450-AH450-1)","v":"DG"},{"$f":"MID($AC450,AI450+1,AJ450-AI450-1)","v":"U"},{"$f":"MID($AC450,AI450+3,LEN(AC450)-AI450-1)","v":"LB"},{"$f":"IF((IFERROR(IF(VLOOKUP(AK450,X:Y,2,0)=TRUE,1,0),0)+IFERROR(IF(VLOOKUP(AL450,X:Y,2,0)=TRUE,1,0),0)+IFERROR(IF(VLOOKUP(AN450,X:Y,2,0)=TRUE,1,0),0)+IFERROR(IF(VLOOKUP(AO450,X:Y,2,0)=TRUE,1,0),0)+IFERROR(IF(VLOOKUP(AP450,X:Y,2,0)=TRUE,1,0),0)+IF(AND(AM450>=Калькулятор!$C$14,AM450<=Калькулятор!$E$14),1,0)+IF(OR(AND(AS450>=Калькулятор!$C$11,AS450<=IF(ISBLANK(Калькулятор!$E$11),100000,Калькулятор!$E$11)),Калькулятор!$C$11&Калькулятор!$E$11=\"\"),1,0))=7,1,0)","v":0},{"$f":"SUM(AQ$2:AQ450)","v":240},{"$f":"IF(Калькулятор!$F$8<>70,ROUND(INDEX($C$6:$V$17,MATCH(AM450,$B$6:$B$17,0),MATCH(AK450&AL450,$C$2:$V$2,0))*(Калькулятор!$F$8/70)^справочно!$Y$2,0),ROUND(INDEX($C$6:$V$17,MATCH(AM450,$B$6:$B$17,0),MATCH(AK450&AL450,$C$2:$V$2,0)),0))","v":1212},"ЗО",{"$f":"3.6*AV450/(4.19*(Калькулятор!$C$8-Калькулятор!$D$8))","v":104.14224343675416},{"$f":"IF(Калькулятор!$F$8<>70,INDEX($C$6:$V$17,MATCH(AM450,$B$6:$B$17,0),MATCH(AK450&AL450,$C$2:$V$2,0))*(Калькулятор!$F$8/70)^справочно!$Y$2,INDEX($C$6:$V$17,MATCH(AM450,$B$6:$B$17,0),MATCH(AK450&AL450,$C$2:$V$2,0)))","v":1212.0999999999999}]
[null,null,null,null,null,null,null,null,null,null,null,null,null,null,null,null,null,null,null,null,null,null,null,null,null,null,"Конвектор внутрипольный Royal Thermo ATRIUM-190/250/1800-DG-U-LB","НС-1477586","RT-A-190/250/1800-DG-U-LB",3,5,9,13,18,21,23,190,250,1800,"DG","U","LB",{"$f":"IF((IFERROR(IF(VLOOKUP(AK451,X:Y,2,0)=TRUE,1,0),0)+IFERROR(IF(VLOOKUP(AL451,X:Y,2,0)=TRUE,1,0),0)+IFERROR(IF(VLOOKUP(AN451,X:Y,2,0)=TRUE,1,0),0)+IFERROR(IF(VLOOKUP(AO451,X:Y,2,0)=TRUE,1,0),0)+IFERROR(IF(VLOOKUP(AP451,X:Y,2,0)=TRUE,1,0),0)+IF(AND(AM451>=Калькулятор!$C$14,AM451<=Калькулятор!$E$14),1,0)+IF(OR(AND(AS451>=Калькулятор!$C$11,AS451<=IF(ISBLANK(Калькулятор!$E$11),100000,Калькулятор!$E$11)),Калькулятор!$C$11&Калькулятор!$E$11=\"\"),1,0))=7,1,0)","v":0},{"$f":"SUM(AQ$2:AQ451)","v":240},{"$f":"IF(Калькулятор!$F$8<>70,ROUND(INDEX($C$6:$V$17,MATCH(AM451,$B$6:$B$17,0),MATCH(AK451&AL451,$C$2:$V$2,0))*(Калькулятор!$F$8/70)^справочно!$Y$2,0),ROUND(INDEX($C$6:$V$17,MATCH(AM451,$B$6:$B$17,0),MATCH(AK451&AL451,$C$2:$V$2,0)),0))","v":1387},"ЗО",{"$f":"3.6*AV451/(4.19*(Калькулятор!$C$8-Калькулятор!$D$8))","v":119.16085918854412},{"$f":"IF(Калькулятор!$F$8<>70,INDEX($C$6:$V$17,MATCH(AM451,$B$6:$B$17,0),MATCH(AK451&AL451,$C$2:$V$2,0))*(Калькулятор!$F$8/70)^справочно!$Y$2,INDEX($C$6:$V$17,MATCH(AM451,$B$6:$B$17,0),MATCH(AK451&AL451,$C$2:$V$2,0)))","v":1386.8999999999999}]
[null,null,null,null,null,null,null,null,null,null,null,null,null,null,null,null,null,null,null,null,null,null,null,null,null,null,"Конвектор внутрипольный Royal Thermo ATRIUM-190/250/2000-DG-U-LB","НС-1477589","RT-A-190/250/2000-DG-U-LB",3,5,9,13,18,21,23,190,250,2000,"DG","U","LB",{"$f":"IF((IFERROR(IF(VLOOKUP(AK452,X:Y,2,0)=TRUE,1,0),0)+IFERROR(IF(VLOOKUP(AL452,X:Y,2,0)=TRUE,1,0),0)+IFERROR(IF(VLOOKUP(AN452,X:Y,2,0)=TRUE,1,0),0)+IFERROR(IF(VLOOKUP(AO452,X:Y,2,0)=TRUE,1,0),0)+IFERROR(IF(VLOOKUP(AP452,X:Y,2,0)=TRUE,1,0),0)+IF(AND(AM452>=Калькулятор!$C$14,AM452<=Калькулятор!$E$14),1,0)+IF(OR(AND(AS452>=Калькулятор!$C$11,AS452<=IF(ISBLANK(Калькулятор!$E$11),100000,Калькулятор!$E$11)),Калькулятор!$C$11&Калькулятор!$E$11=\"\"),1,0))=7,1,0)","v":0},{"$f":"SUM(AQ$2:AQ452)","v":240},{"$f":"IF(Калькулятор!$F$8<>70,ROUND(INDEX($C$6:$V$17,MATCH(AM452,$B$6:$B$17,0),MATCH(AK452&AL452,$C$2:$V$2,0))*(Калькулятор!$F$8/70)^справочно!$Y$2,0),ROUND(INDEX($C$6:$V$17,MATCH(AM452,$B$6:$B$17,0),MATCH(AK452&AL452,$C$2:$V$2,0)),0))","v":1561},"ЗО",{"$f":"3.6*AV452/(4.19*(Калькулятор!$C$8-Калькулятор!$D$8))","v":134.08066825775654},{"$f":"IF(Калькулятор!$F$8<>70,INDEX($C$6:$V$17,MATCH(AM452,$B$6:$B$17,0),MATCH(AK452&AL452,$C$2:$V$2,0))*(Калькулятор!$F$8/70)^справочно!$Y$2,INDEX($C$6:$V$17,MATCH(AM452,$B$6:$B$17,0),MATCH(AK452&AL452,$C$2:$V$2,0)))","v":1560.55}]
[null,null,null,null,null,null,null,null,null,null,null,null,null,null,null,null,null,null,null,null,null,null,null,null,null,null,"Конвектор внутрипольный Royal Thermo ATRIUM-190/250/2200-DG-U-LB","НС-1477592","RT-A-190/250/2200-DG-U-LB",3,5,9,13,18,21,23,190,250,2200,"DG","U","LB",{"$f":"IF((IFERROR(IF(VLOOKUP(AK453,X:Y,2,0)=TRUE,1,0),0)+IFERROR(IF(VLOOKUP(AL453,X:Y,2,0)=TRUE,1,0),0)+IFERROR(IF(VLOOKUP(AN453,X:Y,2,0)=TRUE,1,0),0)+IFERROR(IF(VLOOKUP(AO453,X:Y,2,0)=TRUE,1,0),0)+IFERROR(IF(VLOOKUP(AP453,X:Y,2,0)=TRUE,1,0),0)+IF(AND(AM453>=Калькулятор!$C$14,AM453<=Калькулятор!$E$14),1,0)+IF(OR(AND(AS453>=Калькулятор!$C$11,AS453<=IF(ISBLANK(Калькулятор!$E$11),100000,Калькулятор!$E$11)),Калькулятор!$C$11&Калькулятор!$E$11=\"\"),1,0))=7,1,0)","v":0},{"$f":"SUM(AQ$2:AQ453)","v":240},{"$f":"IF(Калькулятор!$F$8<>70,ROUND(INDEX($C$6:$V$17,MATCH(AM453,$B$6:$B$17,0),MATCH(AK453&AL453,$C$2:$V$2,0))*(Калькулятор!$F$8/70)^справочно!$Y$2,0),ROUND(INDEX($C$6:$V$17,MATCH(AM453,$B$6:$B$17,0),MATCH(AK453&AL453,$C$2:$V$2,0)),0))","v":1734},"ЗО",{"$f":"3.6*AV453/(4.19*(Калькулятор!$C$8-Калькулятор!$D$8))","v":149.00047732696896},{"$f":"IF(Калькулятор!$F$8<>70,INDEX($C$6:$V$17,MATCH(AM453,$B$6:$B$17,0),MATCH(AK453&AL453,$C$2:$V$2,0))*(Калькулятор!$F$8/70)^справочно!$Y$2,INDEX($C$6:$V$17,MATCH(AM453,$B$6:$B$17,0),MATCH(AK453&AL453,$C$2:$V$2,0)))","v":1734.1999999999998}]
[null,null,null,null,null,null,null,null,null,null,null,null,null,null,null,null,null,null,null,null,null,null,null,null,null,null,"Конвектор внутрипольный Royal Thermo ATRIUM-190/250/2400-DG-U-LB","НС-1477595","RT-A-190/250/2400-DG-U-LB",3,5,9,13,18,21,23,190,250,2400,"DG","U","LB",{"$f":"IF((IFERROR(IF(VLOOKUP(AK454,X:Y,2,0)=TRUE,1,0),0)+IFERROR(IF(VLOOKUP(AL454,X:Y,2,0)=TRUE,1,0),0)+IFERROR(IF(VLOOKUP(AN454,X:Y,2,0)=TRUE,1,0),0)+IFERROR(IF(VLOOKUP(AO454,X:Y,2,0)=TRUE,1,0),0)+IFERROR(IF(VLOOKUP(AP454,X:Y,2,0)=TRUE,1,0),0)+IF(AND(AM454>=Калькулятор!$C$14,AM454<=Калькулятор!$E$14),1,0)+IF(OR(AND(AS454>=Калькулятор!$C$11,AS454<=IF(ISBLANK(Калькулятор!$E$11),100000,Калькулятор!$E$11)),Калькулятор!$C$11&Калькулятор!$E$11=\"\"),1,0))=7,1,0)","v":0},{"$f":"SUM(AQ$2:AQ454)","v":240},{"$f":"IF(Калькулятор!$F$8<>70,ROUND(INDEX($C$6:$V$17,MATCH(AM454,$B$6:$B$17,0),MATCH(AK454&AL454,$C$2:$V$2,0))*(Калькулятор!$F$8/70)^справочно!$Y$2,0),ROUND(INDEX($C$6:$V$17,MATCH(AM454,$B$6:$B$17,0),MATCH(AK454&AL454,$C$2:$V$2,0)),0))","v":1947},"ЗО",{"$f":"3.6*AV454/(4.19*(Калькулятор!$C$8-Калькулятор!$D$8))","v":167.27971360381858},{"$f":"IF(Калькулятор!$F$8<>70,INDEX($C$6:$V$17,MATCH(AM454,$B$6:$B$17,0),MATCH(AK454&AL454,$C$2:$V$2,0))*(Калькулятор!$F$8/70)^справочно!$Y$2,INDEX($C$6:$V$17,MATCH(AM454,$B$6:$B$17,0),MATCH(AK454&AL454,$C$2:$V$2,0)))","v":1946.9499999999998}]
[null,null,null,null,null,null,null,null,null,null,null,null,null,null,null,null,null,null,null,null,null,null,null,null,null,null,"Конвектор внутрипольный Royal Thermo ATRIUM-190/250/2600-DG-U-LB","НС-1477598","RT-A-190/250/2600-DG-U-LB",3,5,9,13,18,21,23,190,250,2600,"DG","U","LB",{"$f":"IF((IFERROR(IF(VLOOKUP(AK455,X:Y,2,0)=TRUE,1,0),0)+IFERROR(IF(VLOOKUP(AL455,X:Y,2,0)=TRUE,1,0),0)+IFERROR(IF(VLOOKUP(AN455,X:Y,2,0)=TRUE,1,0),0)+IFERROR(IF(VLOOKUP(AO455,X:Y,2,0)=TRUE,1,0),0)+IFERROR(IF(VLOOKUP(AP455,X:Y,2,0)=TRUE,1,0),0)+IF(AND(AM455>=Калькулятор!$C$14,AM455<=Калькулятор!$E$14),1,0)+IF(OR(AND(AS455>=Калькулятор!$C$11,AS455<=IF(ISBLANK(Калькулятор!$E$11),100000,Калькулятор!$E$11)),Калькулятор!$C$11&Калькулятор!$E$11=\"\"),1,0))=7,1,0)","v":0},{"$f":"SUM(AQ$2:AQ455)","v":240},{"$f":"IF(Калькулятор!$F$8<>70,ROUND(INDEX($C$6:$V$17,MATCH(AM455,$B$6:$B$17,0),MATCH(AK455&AL455,$C$2:$V$2,0))*(Калькулятор!$F$8/70)^справочно!$Y$2,0),ROUND(INDEX($C$6:$V$17,MATCH(AM455,$B$6:$B$17,0),MATCH(AK455&AL455,$C$2:$V$2,0)),0))","v":2121},"ЗО",{"$f":"3.6*AV455/(4.19*(Калькулятор!$C$8-Калькулятор!$D$8))","v":182.199522673031},{"$f":"IF(Калькулятор!$F$8<>70,INDEX($C$6:$V$17,MATCH(AM455,$B$6:$B$17,0),MATCH(AK455&AL455,$C$2:$V$2,0))*(Калькулятор!$F$8/70)^справочно!$Y$2,INDEX($C$6:$V$17,MATCH(AM455,$B$6:$B$17,0),MATCH(AK455&AL455,$C$2:$V$2,0)))","v":2120.6}]
[null,null,null,null,null,null,null,null,null,null,null,null,null,null,null,null,null,null,null,null,null,null,null,null,null,null,"Конвектор внутрипольный Royal Thermo ATRIUM-190/250/2800-DG-U-LB","НС-1477601","RT-A-190/250/2800-DG-U-LB",3,5,9,13,18,21,23,190,250,2800,"DG","U","LB",{"$f":"IF((IFERROR(IF(VLOOKUP(AK456,X:Y,2,0)=TRUE,1,0),0)+IFERROR(IF(VLOOKUP(AL456,X:Y,2,0)=TRUE,1,0),0)+IFERROR(IF(VLOOKUP(AN456,X:Y,2,0)=TRUE,1,0),0)+IFERROR(IF(VLOOKUP(AO456,X:Y,2,0)=TRUE,1,0),0)+IFERROR(IF(VLOOKUP(AP456,X:Y,2,0)=TRUE,1,0),0)+IF(AND(AM456>=Калькулятор!$C$14,AM456<=Калькулятор!$E$14),1,0)+IF(OR(AND(AS456>=Калькулятор!$C$11,AS456<=IF(ISBLANK(Калькулятор!$E$11),100000,Калькулятор!$E$11)),Калькулятор!$C$11&Калькулятор!$E$11=\"\"),1,0))=7,1,0)","v":0},{"$f":"SUM(AQ$2:AQ456)","v":240},{"$f":"IF(Калькулятор!$F$8<>70,ROUND(INDEX($C$6:$V$17,MATCH(AM456,$B$6:$B$17,0),MATCH(AK456&AL456,$C$2:$V$2,0))*(Калькулятор!$F$8/70)^справочно!$Y$2,0),ROUND(INDEX($C$6:$V$17,MATCH(AM456,$B$6:$B$17,0),MATCH(AK456&AL456,$C$2:$V$2,0)),0))","v":2294},"ЗО",{"$f":"3.6*AV456/(4.19*(Калькулятор!$C$8-Калькулятор!$D$8))","v":197.11933174224345},{"$f":"IF(Калькулятор!$F$8<>70,INDEX($C$6:$V$17,MATCH(AM456,$B$6:$B$17,0),MATCH(AK456&AL456,$C$2:$V$2,0))*(Калькулятор!$F$8/70)^справочно!$Y$2,INDEX($C$6:$V$17,MATCH(AM456,$B$6:$B$17,0),MATCH(AK456&AL456,$C$2:$V$2,0)))","v":2294.25}]
[null,null,null,null,null,null,null,null,null,null,null,null,null,null,null,null,null,null,null,null,null,null,null,null,null,null,"Конвектор внутрипольный Royal Thermo ATRIUM-190/250/3000-DG-U-LB","НС-1477604","RT-A-190/250/3000-DG-U-LB",3,5,9,13,18,21,23,190,250,3000,"DG","U","LB",{"$f":"IF((IFERROR(IF(VLOOKUP(AK457,X:Y,2,0)=TRUE,1,0),0)+IFERROR(IF(VLOOKUP(AL457,X:Y,2,0)=TRUE,1,0),0)+IFERROR(IF(VLOOKUP(AN457,X:Y,2,0)=TRUE,1,0),0)+IFERROR(IF(VLOOKUP(AO457,X:Y,2,0)=TRUE,1,0),0)+IFERROR(IF(VLOOKUP(AP457,X:Y,2,0)=TRUE,1,0),0)+IF(AND(AM457>=Калькулятор!$C$14,AM457<=Калькулятор!$E$14),1,0)+IF(OR(AND(AS457>=Калькулятор!$C$11,AS457<=IF(ISBLANK(Калькулятор!$E$11),100000,Калькулятор!$E$11)),Калькулятор!$C$11&Калькулятор!$E$11=\"\"),1,0))=7,1,0)","v":0},{"$f":"SUM(AQ$2:AQ457)","v":240},{"$f":"IF(Калькулятор!$F$8<>70,ROUND(INDEX($C$6:$V$17,MATCH(AM457,$B$6:$B$17,0),MATCH(AK457&AL457,$C$2:$V$2,0))*(Калькулятор!$F$8/70)^справочно!$Y$2,0),ROUND(INDEX($C$6:$V$17,MATCH(AM457,$B$6:$B$17,0),MATCH(AK457&AL457,$C$2:$V$2,0)),0))","v":2468},"ЗО",{"$f":"3.6*AV457/(4.19*(Калькулятор!$C$8-Калькулятор!$D$8))","v":212.03914081145578},{"$f":"IF(Калькулятор!$F$8<>70,INDEX($C$6:$V$17,MATCH(AM457,$B$6:$B$17,0),MATCH(AK457&AL457,$C$2:$V$2,0))*(Калькулятор!$F$8/70)^справочно!$Y$2,INDEX($C$6:$V$17,MATCH(AM457,$B$6:$B$17,0),MATCH(AK457&AL457,$C$2:$V$2,0)))","v":2467.8999999999996}]
[null,null,null,null,null,null,null,null,null,null,null,null,null,null,null,null,null,null,null,null,null,null,null,null,null,null,"Конвектор внутрипольный Royal Thermo ATRIUM-190/300/800-DG-U-LB","НС-1477646","RT-A-190/300/800-DG-U-LB",3,5,9,13,17,20,22,190,300,800,"DG","U","LB",{"$f":"IF((IFERROR(IF(VLOOKUP(AK458,X:Y,2,0)=TRUE,1,0),0)+IFERROR(IF(VLOOKUP(AL458,X:Y,2,0)=TRUE,1,0),0)+IFERROR(IF(VLOOKUP(AN458,X:Y,2,0)=TRUE,1,0),0)+IFERROR(IF(VLOOKUP(AO458,X:Y,2,0)=TRUE,1,0),0)+IFERROR(IF(VLOOKUP(AP458,X:Y,2,0)=TRUE,1,0),0)+IF(AND(AM458>=Калькулятор!$C$14,AM458<=Калькулятор!$E$14),1,0)+IF(OR(AND(AS458>=Калькулятор!$C$11,AS458<=IF(ISBLANK(Калькулятор!$E$11),100000,Калькулятор!$E$11)),Калькулятор!$C$11&Калькулятор!$E$11=\"\"),1,0))=7,1,0)","v":0},{"$f":"SUM(AQ$2:AQ458)","v":240},{"$f":"IF(Калькулятор!$F$8<>70,ROUND(INDEX($C$6:$V$17,MATCH(AM458,$B$6:$B$17,0),MATCH(AK458&AL458,$C$2:$V$2,0))*(Калькулятор!$F$8/70)^справочно!$Y$2,0),ROUND(INDEX($C$6:$V$17,MATCH(AM458,$B$6:$B$17,0),MATCH(AK458&AL458,$C$2:$V$2,0)),0))","v":817},"ЗО",{"$f":"3.6*AV458/(4.19*(Калькулятор!$C$8-Калькулятор!$D$8))","v":70.152744630071581},{"$f":"IF(Калькулятор!$F$8<>70,INDEX($C$6:$V$17,MATCH(AM458,$B$6:$B$17,0),MATCH(AK458&AL458,$C$2:$V$2,0))*(Калькулятор!$F$8/70)^справочно!$Y$2,INDEX($C$6:$V$17,MATCH(AM458,$B$6:$B$17,0),MATCH(AK458&AL458,$C$2:$V$2,0)))","v":816.49999999999989}]
[null,null,null,null,null,null,null,null,null,null,null,null,null,null,null,null,null,null,null,null,null,null,null,null,null,null,"Конвектор внутрипольный Royal Thermo ATRIUM-190/300/1000-DG-U-LB","НС-1477613","RT-A-190/300/1000-DG-U-LB",3,5,9,13,18,21,23,190,300,1000,"DG","U","LB",{"$f":"IF((IFERROR(IF(VLOOKUP(AK459,X:Y,2,0)=TRUE,1,0),0)+IFERROR(IF(VLOOKUP(AL459,X:Y,2,0)=TRUE,1,0),0)+IFERROR(IF(VLOOKUP(AN459,X:Y,2,0)=TRUE,1,0),0)+IFERROR(IF(VLOOKUP(AO459,X:Y,2,0)=TRUE,1,0),0)+IFERROR(IF(VLOOKUP(AP459,X:Y,2,0)=TRUE,1,0),0)+IF(AND(AM459>=Калькулятор!$C$14,AM459<=Калькулятор!$E$14),1,0)+IF(OR(AND(AS459>=Калькулятор!$C$11,AS459<=IF(ISBLANK(Калькулятор!$E$11),100000,Калькулятор!$E$11)),Калькулятор!$C$11&Калькулятор!$E$11=\"\"),1,0))=7,1,0)","v":0},{"$f":"SUM(AQ$2:AQ459)","v":240},{"$f":"IF(Калькулятор!$F$8<>70,ROUND(INDEX($C$6:$V$17,MATCH(AM459,$B$6:$B$17,0),MATCH(AK459&AL459,$C$2:$V$2,0))*(Калькулятор!$F$8/70)^справочно!$Y$2,0),ROUND(INDEX($C$6:$V$17,MATCH(AM459,$B$6:$B$17,0),MATCH(AK459&AL459,$C$2:$V$2,0)),0))","v":1052},"ЗО",{"$f":"3.6*AV459/(4.19*(Калькулятор!$C$8-Калькулятор!$D$8))","v":90.408114558472533},{"$f":"IF(Калькулятор!$F$8<>70,INDEX($C$6:$V$17,MATCH(AM459,$B$6:$B$17,0),MATCH(AK459&AL459,$C$2:$V$2,0))*(Калькулятор!$F$8/70)^справочно!$Y$2,INDEX($C$6:$V$17,MATCH(AM459,$B$6:$B$17,0),MATCH(AK459&AL459,$C$2:$V$2,0)))","v":1052.25}]
[null,null,null,null,null,null,null,null,null,null,null,null,null,null,null,null,null,null,null,null,null,null,null,null,null,null,"Конвектор внутрипольный Royal Thermo ATRIUM-190/300/1200-DG-U-LB","НС-1477616","RT-A-190/300/1200-DG-U-LB",3,5,9,13,18,21,23,190,300,1200,"DG","U","LB",{"$f":"IF((IFERROR(IF(VLOOKUP(AK460,X:Y,2,0)=TRUE,1,0),0)+IFERROR(IF(VLOOKUP(AL460,X:Y,2,0)=TRUE,1,0),0)+IFERROR(IF(VLOOKUP(AN460,X:Y,2,0)=TRUE,1,0),0)+IFERROR(IF(VLOOKUP(AO460,X:Y,2,0)=TRUE,1,0),0)+IFERROR(IF(VLOOKUP(AP460,X:Y,2,0)=TRUE,1,0),0)+IF(AND(AM460>=Калькулятор!$C$14,AM460<=Калькулятор!$E$14),1,0)+IF(OR(AND(AS460>=Калькулятор!$C$11,AS460<=IF(ISBLANK(Калькулятор!$E$11),100000,Калькулятор!$E$11)),Калькулятор!$C$11&Калькулятор!$E$11=\"\"),1,0))=7,1,0)","v":0},{"$f":"SUM(AQ$2:AQ460)","v":240},{"$f":"IF(Калькулятор!$F$8<>70,ROUND(INDEX($C$6:$V$17,MATCH(AM460,$B$6:$B$17,0),MATCH(AK460&AL460,$C$2:$V$2,0))*(Калькулятор!$F$8/70)^справочно!$Y$2,0),ROUND(INDEX($C$6:$V$17,MATCH(AM460,$B$6:$B$17,0),MATCH(AK460&AL460,$C$2:$V$2,0)),0))","v":1287},"ЗО",{"$f":"3.6*AV460/(4.19*(Калькулятор!$C$8-Калькулятор!$D$8))","v":110.56467780429593},{"$f":"IF(Калькулятор!$F$8<>70,INDEX($C$6:$V$17,MATCH(AM460,$B$6:$B$17,0),MATCH(AK460&AL460,$C$2:$V$2,0))*(Калькулятор!$F$8/70)^справочно!$Y$2,INDEX($C$6:$V$17,MATCH(AM460,$B$6:$B$17,0),MATCH(AK460&AL460,$C$2:$V$2,0)))","v":1286.8499999999999}]
[null,null,null,null,null,null,null,null,null,null,null,null,null,null,null,null,null,null,null,null,null,null,null,null,null,null,"Конвектор внутрипольный Royal Thermo ATRIUM-190/300/1400-DG-U-LB","НС-1477619","RT-A-190/300/1400-DG-U-LB",3,5,9,13,18,21,23,190,300,1400,"DG","U","LB",{"$f":"IF((IFERROR(IF(VLOOKUP(AK461,X:Y,2,0)=TRUE,1,0),0)+IFERROR(IF(VLOOKUP(AL461,X:Y,2,0)=TRUE,1,0),0)+IFERROR(IF(VLOOKUP(AN461,X:Y,2,0)=TRUE,1,0),0)+IFERROR(IF(VLOOKUP(AO461,X:Y,2,0)=TRUE,1,0),0)+IFERROR(IF(VLOOKUP(AP461,X:Y,2,0)=TRUE,1,0),0)+IF(AND(AM461>=Калькулятор!$C$14,AM461<=Калькулятор!$E$14),1,0)+IF(OR(AND(AS461>=Калькулятор!$C$11,AS461<=IF(ISBLANK(Калькулятор!$E$11),100000,Калькулятор!$E$11)),Калькулятор!$C$11&Калькулятор!$E$11=\"\"),1,0))=7,1,0)","v":0},{"$f":"SUM(AQ$2:AQ461)","v":240},{"$f":"IF(Калькулятор!$F$8<>70,ROUND(INDEX($C$6:$V$17,MATCH(AM461,$B$6:$B$17,0),MATCH(AK461&AL461,$C$2:$V$2,0))*(Калькулятор!$F$8/70)^справочно!$Y$2,0),ROUND(INDEX($C$6:$V$17,MATCH(AM461,$B$6:$B$17,0),MATCH(AK461&AL461,$C$2:$V$2,0)),0))","v":1521},"ЗО",{"$f":"3.6*AV461/(4.19*(Калькулятор!$C$8-Калькулятор!$D$8))","v":130.72124105011929},{"$f":"IF(Калькулятор!$F$8<>70,INDEX($C$6:$V$17,MATCH(AM461,$B$6:$B$17,0),MATCH(AK461&AL461,$C$2:$V$2,0))*(Калькулятор!$F$8/70)^справочно!$Y$2,INDEX($C$6:$V$17,MATCH(AM461,$B$6:$B$17,0),MATCH(AK461&AL461,$C$2:$V$2,0)))","v":1521.4499999999998}]
[null,null,null,null,null,null,null,null,null,null,null,null,null,null,null,null,null,null,null,null,null,null,null,null,null,null,"Конвектор внутрипольный Royal Thermo ATRIUM-190/300/1600-DG-U-LB","НС-1477622","RT-A-190/300/1600-DG-U-LB",3,5,9,13,18,21,23,190,300,1600,"DG","U","LB",{"$f":"IF((IFERROR(IF(VLOOKUP(AK462,X:Y,2,0)=TRUE,1,0),0)+IFERROR(IF(VLOOKUP(AL462,X:Y,2,0)=TRUE,1,0),0)+IFERROR(IF(VLOOKUP(AN462,X:Y,2,0)=TRUE,1,0),0)+IFERROR(IF(VLOOKUP(AO462,X:Y,2,0)=TRUE,1,0),0)+IFERROR(IF(VLOOKUP(AP462,X:Y,2,0)=TRUE,1,0),0)+IF(AND(AM462>=Калькулятор!$C$14,AM462<=Калькулятор!$E$14),1,0)+IF(OR(AND(AS462>=Калькулятор!$C$11,AS462<=IF(ISBLANK(Калькулятор!$E$11),100000,Калькулятор!$E$11)),Калькулятор!$C$11&Калькулятор!$E$11=\"\"),1,0))=7,1,0)","v":0},{"$f":"SUM(AQ$2:AQ462)","v":240},{"$f":"IF(Калькулятор!$F$8<>70,ROUND(INDEX($C$6:$V$17,MATCH(AM462,$B$6:$B$17,0),MATCH(AK462&AL462,$C$2:$V$2,0))*(Калькулятор!$F$8/70)^справочно!$Y$2,0),ROUND(INDEX($C$6:$V$17,MATCH(AM462,$B$6:$B$17,0),MATCH(AK462&AL462,$C$2:$V$2,0)),0))","v":1758},"ЗО",{"$f":"3.6*AV462/(4.19*(Калькулятор!$C$8-Калькулятор!$D$8))","v":151.07541766109782},{"$f":"IF(Калькулятор!$F$8<>70,INDEX($C$6:$V$17,MATCH(AM462,$B$6:$B$17,0),MATCH(AK462&AL462,$C$2:$V$2,0))*(Калькулятор!$F$8/70)^справочно!$Y$2,INDEX($C$6:$V$17,MATCH(AM462,$B$6:$B$17,0),MATCH(AK462&AL462,$C$2:$V$2,0)))","v":1758.35}]
[null,null,null,null,null,null,null,null,null,null,null,null,null,null,null,null,null,null,null,null,null,null,null,null,null,null,"Конвектор внутрипольный Royal Thermo ATRIUM-190/300/1800-DG-U-LB","НС-1477625","RT-A-190/300/1800-DG-U-LB",3,5,9,13,18,21,23,190,300,1800,"DG","U","LB",{"$f":"IF((IFERROR(IF(VLOOKUP(AK463,X:Y,2,0)=TRUE,1,0),0)+IFERROR(IF(VLOOKUP(AL463,X:Y,2,0)=TRUE,1,0),0)+IFERROR(IF(VLOOKUP(AN463,X:Y,2,0)=TRUE,1,0),0)+IFERROR(IF(VLOOKUP(AO463,X:Y,2,0)=TRUE,1,0),0)+IFERROR(IF(VLOOKUP(AP463,X:Y,2,0)=TRUE,1,0),0)+IF(AND(AM463>=Калькулятор!$C$14,AM463<=Калькулятор!$E$14),1,0)+IF(OR(AND(AS463>=Калькулятор!$C$11,AS463<=IF(ISBLANK(Калькулятор!$E$11),100000,Калькулятор!$E$11)),Калькулятор!$C$11&Калькулятор!$E$11=\"\"),1,0))=7,1,0)","v":0},{"$f":"SUM(AQ$2:AQ463)","v":240},{"$f":"IF(Калькулятор!$F$8<>70,ROUND(INDEX($C$6:$V$17,MATCH(AM463,$B$6:$B$17,0),MATCH(AK463&AL463,$C$2:$V$2,0))*(Калькулятор!$F$8/70)^справочно!$Y$2,0),ROUND(INDEX($C$6:$V$17,MATCH(AM463,$B$6:$B$17,0),MATCH(AK463&AL463,$C$2:$V$2,0)),0))","v":1994},"ЗО",{"$f":"3.6*AV463/(4.19*(Калькулятор!$C$8-Калькулятор!$D$8))","v":171.33078758949878},{"$f":"IF(Калькулятор!$F$8<>70,INDEX($C$6:$V$17,MATCH(AM463,$B$6:$B$17,0),MATCH(AK463&AL463,$C$2:$V$2,0))*(Калькулятор!$F$8/70)^справочно!$Y$2,INDEX($C$6:$V$17,MATCH(AM463,$B$6:$B$17,0),MATCH(AK463&AL463,$C$2:$V$2,0)))","v":1994.1}]
[null,null,null,null,null,null,null,null,null,null,null,null,null,null,null,null,null,null,null,null,null,null,null,null,null,null,"Конвектор внутрипольный Royal Thermo ATRIUM-190/300/2000-DG-U-LB","НС-1477628","RT-A-190/300/2000-DG-U-LB",3,5,9,13,18,21,23,190,300,2000,"DG","U","LB",{"$f":"IF((IFERROR(IF(VLOOKUP(AK464,X:Y,2,0)=TRUE,1,0),0)+IFERROR(IF(VLOOKUP(AL464,X:Y,2,0)=TRUE,1,0),0)+IFERROR(IF(VLOOKUP(AN464,X:Y,2,0)=TRUE,1,0),0)+IFERROR(IF(VLOOKUP(AO464,X:Y,2,0)=TRUE,1,0),0)+IFERROR(IF(VLOOKUP(AP464,X:Y,2,0)=TRUE,1,0),0)+IF(AND(AM464>=Калькулятор!$C$14,AM464<=Калькулятор!$E$14),1,0)+IF(OR(AND(AS464>=Калькулятор!$C$11,AS464<=IF(ISBLANK(Калькулятор!$E$11),100000,Калькулятор!$E$11)),Калькулятор!$C$11&Калькулятор!$E$11=\"\"),1,0))=7,1,0)","v":0},{"$f":"SUM(AQ$2:AQ464)","v":240},{"$f":"IF(Калькулятор!$F$8<>70,ROUND(INDEX($C$6:$V$17,MATCH(AM464,$B$6:$B$17,0),MATCH(AK464&AL464,$C$2:$V$2,0))*(Калькулятор!$F$8/70)^справочно!$Y$2,0),ROUND(INDEX($C$6:$V$17,MATCH(AM464,$B$6:$B$17,0),MATCH(AK464&AL464,$C$2:$V$2,0)),0))","v":2228},"ЗО",{"$f":"3.6*AV464/(4.19*(Калькулятор!$C$8-Калькулятор!$D$8))","v":191.3885441527446},{"$f":"IF(Калькулятор!$F$8<>70,INDEX($C$6:$V$17,MATCH(AM464,$B$6:$B$17,0),MATCH(AK464&AL464,$C$2:$V$2,0))*(Калькулятор!$F$8/70)^справочно!$Y$2,INDEX($C$6:$V$17,MATCH(AM464,$B$6:$B$17,0),MATCH(AK464&AL464,$C$2:$V$2,0)))","v":2227.5499999999997}]
[null,null,null,null,null,null,null,null,null,null,null,null,null,null,null,null,null,null,null,null,null,null,null,null,null,null,"Конвектор внутрипольный Royal Thermo ATRIUM-190/300/2200-DG-U-LB","НС-1477631","RT-A-190/300/2200-DG-U-LB",3,5,9,13,18,21,23,190,300,2200,"DG","U","LB",{"$f":"IF((IFERROR(IF(VLOOKUP(AK465,X:Y,2,0)=TRUE,1,0),0)+IFERROR(IF(VLOOKUP(AL465,X:Y,2,0)=TRUE,1,0),0)+IFERROR(IF(VLOOKUP(AN465,X:Y,2,0)=TRUE,1,0),0)+IFERROR(IF(VLOOKUP(AO465,X:Y,2,0)=TRUE,1,0),0)+IFERROR(IF(VLOOKUP(AP465,X:Y,2,0)=TRUE,1,0),0)+IF(AND(AM465>=Калькулятор!$C$14,AM465<=Калькулятор!$E$14),1,0)+IF(OR(AND(AS465>=Калькулятор!$C$11,AS465<=IF(ISBLANK(Калькулятор!$E$11),100000,Калькулятор!$E$11)),Калькулятор!$C$11&Калькулятор!$E$11=\"\"),1,0))=7,1,0)","v":0},{"$f":"SUM(AQ$2:AQ465)","v":240},{"$f":"IF(Калькулятор!$F$8<>70,ROUND(INDEX($C$6:$V$17,MATCH(AM465,$B$6:$B$17,0),MATCH(AK465&AL465,$C$2:$V$2,0))*(Калькулятор!$F$8/70)^справочно!$Y$2,0),ROUND(INDEX($C$6:$V$17,MATCH(AM465,$B$6:$B$17,0),MATCH(AK465&AL465,$C$2:$V$2,0)),0))","v":2463},"ЗО",{"$f":"3.6*AV465/(4.19*(Калькулятор!$C$8-Калькулятор!$D$8))","v":211.64391408114554},{"$f":"IF(Калькулятор!$F$8<>70,INDEX($C$6:$V$17,MATCH(AM465,$B$6:$B$17,0),MATCH(AK465&AL465,$C$2:$V$2,0))*(Калькулятор!$F$8/70)^справочно!$Y$2,INDEX($C$6:$V$17,MATCH(AM465,$B$6:$B$17,0),MATCH(AK465&AL465,$C$2:$V$2,0)))","v":2463.2999999999997}]
[null,null,null,null,null,null,null,null,null,null,null,null,null,null,null,null,null,null,null,null,null,null,null,null,null,null,"Конвектор внутрипольный Royal Thermo ATRIUM-190/300/2400-DG-U-LB","НС-1477634","RT-A-190/300/2400-DG-U-LB",3,5,9,13,18,21,23,190,300,2400,"DG","U","LB",{"$f":"IF((IFERROR(IF(VLOOKUP(AK466,X:Y,2,0)=TRUE,1,0),0)+IFERROR(IF(VLOOKUP(AL466,X:Y,2,0)=TRUE,1,0),0)+IFERROR(IF(VLOOKUP(AN466,X:Y,2,0)=TRUE,1,0),0)+IFERROR(IF(VLOOKUP(AO466,X:Y,2,0)=TRUE,1,0),0)+IFERROR(IF(VLOOKUP(AP466,X:Y,2,0)=TRUE,1,0),0)+IF(AND(AM466>=Калькулятор!$C$14,AM466<=Калькулятор!$E$14),1,0)+IF(OR(AND(AS466>=Калькулятор!$C$11,AS466<=IF(ISBLANK(Калькулятор!$E$11),100000,Калькулятор!$E$11)),Калькулятор!$C$11&Калькулятор!$E$11=\"\"),1,0))=7,1,0)","v":0},{"$f":"SUM(AQ$2:AQ466)","v":240},{"$f":"IF(Калькулятор!$F$8<>70,ROUND(INDEX($C$6:$V$17,MATCH(AM466,$B$6:$B$17,0),MATCH(AK466&AL466,$C$2:$V$2,0))*(Калькулятор!$F$8/70)^справочно!$Y$2,0),ROUND(INDEX($C$6:$V$17,MATCH(AM466,$B$6:$B$17,0),MATCH(AK466&AL466,$C$2:$V$2,0)),0))","v":2699},"ЗО",{"$f":"3.6*AV466/(4.19*(Калькулятор!$C$8-Калькулятор!$D$8))","v":231.89928400954651},{"$f":"IF(Калькулятор!$F$8<>70,INDEX($C$6:$V$17,MATCH(AM466,$B$6:$B$17,0),MATCH(AK466&AL466,$C$2:$V$2,0))*(Калькулятор!$F$8/70)^справочно!$Y$2,INDEX($C$6:$V$17,MATCH(AM466,$B$6:$B$17,0),MATCH(AK466&AL466,$C$2:$V$2,0)))","v":2699.0499999999997}]
[null,null,null,null,null,null,null,null,null,null,null,null,null,null,null,null,null,null,null,null,null,null,null,null,null,null,"Конвектор внутрипольный Royal Thermo ATRIUM-190/300/2600-DG-U-LB","НС-1477637","RT-A-190/300/2600-DG-U-LB",3,5,9,13,18,21,23,190,300,2600,"DG","U","LB",{"$f":"IF((IFERROR(IF(VLOOKUP(AK467,X:Y,2,0)=TRUE,1,0),0)+IFERROR(IF(VLOOKUP(AL467,X:Y,2,0)=TRUE,1,0),0)+IFERROR(IF(VLOOKUP(AN467,X:Y,2,0)=TRUE,1,0),0)+IFERROR(IF(VLOOKUP(AO467,X:Y,2,0)=TRUE,1,0),0)+IFERROR(IF(VLOOKUP(AP467,X:Y,2,0)=TRUE,1,0),0)+IF(AND(AM467>=Калькулятор!$C$14,AM467<=Калькулятор!$E$14),1,0)+IF(OR(AND(AS467>=Калькулятор!$C$11,AS467<=IF(ISBLANK(Калькулятор!$E$11),100000,Калькулятор!$E$11)),Калькулятор!$C$11&Калькулятор!$E$11=\"\"),1,0))=7,1,0)","v":0},{"$f":"SUM(AQ$2:AQ467)","v":240},{"$f":"IF(Калькулятор!$F$8<>70,ROUND(INDEX($C$6:$V$17,MATCH(AM467,$B$6:$B$17,0),MATCH(AK467&AL467,$C$2:$V$2,0))*(Калькулятор!$F$8/70)^справочно!$Y$2,0),ROUND(INDEX($C$6:$V$17,MATCH(AM467,$B$6:$B$17,0),MATCH(AK467&AL467,$C$2:$V$2,0)),0))","v":2935},"ЗО",{"$f":"3.6*AV467/(4.19*(Калькулятор!$C$8-Калькулятор!$D$8))","v":252.15465393794744},{"$f":"IF(Калькулятор!$F$8<>70,INDEX($C$6:$V$17,MATCH(AM467,$B$6:$B$17,0),MATCH(AK467&AL467,$C$2:$V$2,0))*(Калькулятор!$F$8/70)^справочно!$Y$2,INDEX($C$6:$V$17,MATCH(AM467,$B$6:$B$17,0),MATCH(AK467&AL467,$C$2:$V$2,0)))","v":2934.7999999999997}]
[null,null,null,null,null,null,null,null,null,null,null,null,null,null,null,null,null,null,null,null,null,null,null,null,null,null,"Конвектор внутрипольный Royal Thermo ATRIUM-190/300/2800-DG-U-LB","НС-1477640","RT-A-190/300/2800-DG-U-LB",3,5,9,13,18,21,23,190,300,2800,"DG","U","LB",{"$f":"IF((IFERROR(IF(VLOOKUP(AK468,X:Y,2,0)=TRUE,1,0),0)+IFERROR(IF(VLOOKUP(AL468,X:Y,2,0)=TRUE,1,0),0)+IFERROR(IF(VLOOKUP(AN468,X:Y,2,0)=TRUE,1,0),0)+IFERROR(IF(VLOOKUP(AO468,X:Y,2,0)=TRUE,1,0),0)+IFERROR(IF(VLOOKUP(AP468,X:Y,2,0)=TRUE,1,0),0)+IF(AND(AM468>=Калькулятор!$C$14,AM468<=Калькулятор!$E$14),1,0)+IF(OR(AND(AS468>=Калькулятор!$C$11,AS468<=IF(ISBLANK(Калькулятор!$E$11),100000,Калькулятор!$E$11)),Калькулятор!$C$11&Калькулятор!$E$11=\"\"),1,0))=7,1,0)","v":0},{"$f":"SUM(AQ$2:AQ468)","v":240},{"$f":"IF(Калькулятор!$F$8<>70,ROUND(INDEX($C$6:$V$17,MATCH(AM468,$B$6:$B$17,0),MATCH(AK468&AL468,$C$2:$V$2,0))*(Калькулятор!$F$8/70)^справочно!$Y$2,0),ROUND(INDEX($C$6:$V$17,MATCH(AM468,$B$6:$B$17,0),MATCH(AK468&AL468,$C$2:$V$2,0)),0))","v":3169},"ЗО",{"$f":"3.6*AV468/(4.19*(Калькулятор!$C$8-Калькулятор!$D$8))","v":272.31121718377079},{"$f":"IF(Калькулятор!$F$8<>70,INDEX($C$6:$V$17,MATCH(AM468,$B$6:$B$17,0),MATCH(AK468&AL468,$C$2:$V$2,0))*(Калькулятор!$F$8/70)^справочно!$Y$2,INDEX($C$6:$V$17,MATCH(AM468,$B$6:$B$17,0),MATCH(AK468&AL468,$C$2:$V$2,0)))","v":3169.3999999999996}]
[null,null,null,null,null,null,null,null,null,null,null,null,null,null,null,null,null,null,null,null,null,null,null,null,null,null,"Конвектор внутрипольный Royal Thermo ATRIUM-190/300/3000-DG-U-LB","НС-1477643","RT-A-190/300/3000-DG-U-LB",3,5,9,13,18,21,23,190,300,3000,"DG","U","LB",{"$f":"IF((IFERROR(IF(VLOOKUP(AK469,X:Y,2,0)=TRUE,1,0),0)+IFERROR(IF(VLOOKUP(AL469,X:Y,2,0)=TRUE,1,0),0)+IFERROR(IF(VLOOKUP(AN469,X:Y,2,0)=TRUE,1,0),0)+IFERROR(IF(VLOOKUP(AO469,X:Y,2,0)=TRUE,1,0),0)+IFERROR(IF(VLOOKUP(AP469,X:Y,2,0)=TRUE,1,0),0)+IF(AND(AM469>=Калькулятор!$C$14,AM469<=Калькулятор!$E$14),1,0)+IF(OR(AND(AS469>=Калькулятор!$C$11,AS469<=IF(ISBLANK(Калькулятор!$E$11),100000,Калькулятор!$E$11)),Калькулятор!$C$11&Калькулятор!$E$11=\"\"),1,0))=7,1,0)","v":0},{"$f":"SUM(AQ$2:AQ469)","v":240},{"$f":"IF(Калькулятор!$F$8<>70,ROUND(INDEX($C$6:$V$17,MATCH(AM469,$B$6:$B$17,0),MATCH(AK469&AL469,$C$2:$V$2,0))*(Калькулятор!$F$8/70)^справочно!$Y$2,0),ROUND(INDEX($C$6:$V$17,MATCH(AM469,$B$6:$B$17,0),MATCH(AK469&AL469,$C$2:$V$2,0)),0))","v":3405},"ЗО",{"$f":"3.6*AV469/(4.19*(Калькулятор!$C$8-Калькулятор!$D$8))","v":292.56658711217176},{"$f":"IF(Калькулятор!$F$8<>70,INDEX($C$6:$V$17,MATCH(AM469,$B$6:$B$17,0),MATCH(AK469&AL469,$C$2:$V$2,0))*(Калькулятор!$F$8/70)^справочно!$Y$2,INDEX($C$6:$V$17,MATCH(AM469,$B$6:$B$17,0),MATCH(AK469&AL469,$C$2:$V$2,0)))","v":3405.1499999999996}]
[null,null,null,null,null,null,null,null,null,null,null,null,null,null,null,null,null,null,null,null,null,null,null,null,null,null,"Конвектор внутрипольный Royal Thermo ATRIUM-190/400/800-DG-U-LB","НС-1477680","RT-A-190/400/800-DG-U-LB",3,5,9,13,17,20,22,190,400,800,"DG","U","LB",{"$f":"IF((IFERROR(IF(VLOOKUP(AK470,X:Y,2,0)=TRUE,1,0),0)+IFERROR(IF(VLOOKUP(AL470,X:Y,2,0)=TRUE,1,0),0)+IFERROR(IF(VLOOKUP(AN470,X:Y,2,0)=TRUE,1,0),0)+IFERROR(IF(VLOOKUP(AO470,X:Y,2,0)=TRUE,1,0),0)+IFERROR(IF(VLOOKUP(AP470,X:Y,2,0)=TRUE,1,0),0)+IF(AND(AM470>=Калькулятор!$C$14,AM470<=Калькулятор!$E$14),1,0)+IF(OR(AND(AS470>=Калькулятор!$C$11,AS470<=IF(ISBLANK(Калькулятор!$E$11),100000,Калькулятор!$E$11)),Калькулятор!$C$11&Калькулятор!$E$11=\"\"),1,0))=7,1,0)","v":0},{"$f":"SUM(AQ$2:AQ470)","v":240},{"$f":"IF(Калькулятор!$F$8<>70,ROUND(INDEX($C$6:$V$17,MATCH(AM470,$B$6:$B$17,0),MATCH(AK470&AL470,$C$2:$V$2,0))*(Калькулятор!$F$8/70)^справочно!$Y$2,0),ROUND(INDEX($C$6:$V$17,MATCH(AM470,$B$6:$B$17,0),MATCH(AK470&AL470,$C$2:$V$2,0)),0))","v":895},"ЗО",{"$f":"3.6*AV470/(4.19*(Калькулятор!$C$8-Калькулятор!$D$8))","v":76.871599045346045},{"$f":"IF(Калькулятор!$F$8<>70,INDEX($C$6:$V$17,MATCH(AM470,$B$6:$B$17,0),MATCH(AK470&AL470,$C$2:$V$2,0))*(Калькулятор!$F$8/70)^справочно!$Y$2,INDEX($C$6:$V$17,MATCH(AM470,$B$6:$B$17,0),MATCH(AK470&AL470,$C$2:$V$2,0)))","v":894.69999999999993}]
[null,null,null,null,null,null,null,null,null,null,null,null,null,null,null,null,null,null,null,null,null,null,null,null,null,null,"Конвектор внутрипольный Royal Thermo ATRIUM-190/400/1000-DG-U-LB","НС-1477652","RT-A-190/400/1000-DG-U-LB",3,5,9,13,18,21,23,190,400,1000,"DG","U","LB",{"$f":"IF((IFERROR(IF(VLOOKUP(AK471,X:Y,2,0)=TRUE,1,0),0)+IFERROR(IF(VLOOKUP(AL471,X:Y,2,0)=TRUE,1,0),0)+IFERROR(IF(VLOOKUP(AN471,X:Y,2,0)=TRUE,1,0),0)+IFERROR(IF(VLOOKUP(AO471,X:Y,2,0)=TRUE,1,0),0)+IFERROR(IF(VLOOKUP(AP471,X:Y,2,0)=TRUE,1,0),0)+IF(AND(AM471>=Калькулятор!$C$14,AM471<=Калькулятор!$E$14),1,0)+IF(OR(AND(AS471>=Калькулятор!$C$11,AS471<=IF(ISBLANK(Калькулятор!$E$11),100000,Калькулятор!$E$11)),Калькулятор!$C$11&Калькулятор!$E$11=\"\"),1,0))=7,1,0)","v":0},{"$f":"SUM(AQ$2:AQ471)","v":240},{"$f":"IF(Калькулятор!$F$8<>70,ROUND(INDEX($C$6:$V$17,MATCH(AM471,$B$6:$B$17,0),MATCH(AK471&AL471,$C$2:$V$2,0))*(Калькулятор!$F$8/70)^справочно!$Y$2,0),ROUND(INDEX($C$6:$V$17,MATCH(AM471,$B$6:$B$17,0),MATCH(AK471&AL471,$C$2:$V$2,0)),0))","v":1164},"ЗО",{"$f":"3.6*AV471/(4.19*(Калькулятор!$C$8-Калькулятор!$D$8))","v":99.99236276849642},{"$f":"IF(Калькулятор!$F$8<>70,INDEX($C$6:$V$17,MATCH(AM471,$B$6:$B$17,0),MATCH(AK471&AL471,$C$2:$V$2,0))*(Калькулятор!$F$8/70)^справочно!$Y$2,INDEX($C$6:$V$17,MATCH(AM471,$B$6:$B$17,0),MATCH(AK471&AL471,$C$2:$V$2,0)))","v":1163.8}]
[null,null,null,null,null,null,null,null,null,null,null,null,null,null,null,null,null,null,null,null,null,null,null,null,null,null,"Конвектор внутрипольный Royal Thermo ATRIUM-190/400/1200-DG-U-LB","НС-1477655","RT-A-190/400/1200-DG-U-LB",3,5,9,13,18,21,23,190,400,1200,"DG","U","LB",{"$f":"IF((IFERROR(IF(VLOOKUP(AK472,X:Y,2,0)=TRUE,1,0),0)+IFERROR(IF(VLOOKUP(AL472,X:Y,2,0)=TRUE,1,0),0)+IFERROR(IF(VLOOKUP(AN472,X:Y,2,0)=TRUE,1,0),0)+IFERROR(IF(VLOOKUP(AO472,X:Y,2,0)=TRUE,1,0),0)+IFERROR(IF(VLOOKUP(AP472,X:Y,2,0)=TRUE,1,0),0)+IF(AND(AM472>=Калькулятор!$C$14,AM472<=Калькулятор!$E$14),1,0)+IF(OR(AND(AS472>=Калькулятор!$C$11,AS472<=IF(ISBLANK(Калькулятор!$E$11),100000,Калькулятор!$E$11)),Калькулятор!$C$11&Калькулятор!$E$11=\"\"),1,0))=7,1,0)","v":0},{"$f":"SUM(AQ$2:AQ472)","v":240},{"$f":"IF(Калькулятор!$F$8<>70,ROUND(INDEX($C$6:$V$17,MATCH(AM472,$B$6:$B$17,0),MATCH(AK472&AL472,$C$2:$V$2,0))*(Калькулятор!$F$8/70)^справочно!$Y$2,0),ROUND(INDEX($C$6:$V$17,MATCH(AM472,$B$6:$B$17,0),MATCH(AK472&AL472,$C$2:$V$2,0)),0))","v":1433},"ЗО",{"$f":"3.6*AV472/(4.19*(Калькулятор!$C$8-Калькулятор!$D$8))","v":123.11312649164675},{"$f":"IF(Калькулятор!$F$8<>70,INDEX($C$6:$V$17,MATCH(AM472,$B$6:$B$17,0),MATCH(AK472&AL472,$C$2:$V$2,0))*(Калькулятор!$F$8/70)^справочно!$Y$2,INDEX($C$6:$V$17,MATCH(AM472,$B$6:$B$17,0),MATCH(AK472&AL472,$C$2:$V$2,0)))","v":1432.8999999999999}]
[null,null,null,null,null,null,null,null,null,null,null,null,null,null,null,null,null,null,null,null,null,null,null,null,null,null,"Конвектор внутрипольный Royal Thermo ATRIUM-190/400/1400-DG-U-LB","НС-1477658","RT-A-190/400/1400-DG-U-LB",3,5,9,13,18,21,23,190,400,1400,"DG","U","LB",{"$f":"IF((IFERROR(IF(VLOOKUP(AK473,X:Y,2,0)=TRUE,1,0),0)+IFERROR(IF(VLOOKUP(AL473,X:Y,2,0)=TRUE,1,0),0)+IFERROR(IF(VLOOKUP(AN473,X:Y,2,0)=TRUE,1,0),0)+IFERROR(IF(VLOOKUP(AO473,X:Y,2,0)=TRUE,1,0),0)+IFERROR(IF(VLOOKUP(AP473,X:Y,2,0)=TRUE,1,0),0)+IF(AND(AM473>=Калькулятор!$C$14,AM473<=Калькулятор!$E$14),1,0)+IF(OR(AND(AS473>=Калькулятор!$C$11,AS473<=IF(ISBLANK(Калькулятор!$E$11),100000,Калькулятор!$E$11)),Калькулятор!$C$11&Калькулятор!$E$11=\"\"),1,0))=7,1,0)","v":0},{"$f":"SUM(AQ$2:AQ473)","v":240},{"$f":"IF(Калькулятор!$F$8<>70,ROUND(INDEX($C$6:$V$17,MATCH(AM473,$B$6:$B$17,0),MATCH(AK473&AL473,$C$2:$V$2,0))*(Калькулятор!$F$8/70)^справочно!$Y$2,0),ROUND(INDEX($C$6:$V$17,MATCH(AM473,$B$6:$B$17,0),MATCH(AK473&AL473,$C$2:$V$2,0)),0))","v":1700},"ЗО",{"$f":"3.6*AV473/(4.19*(Калькулятор!$C$8-Калькулятор!$D$8))","v":146.03627684964198},{"$f":"IF(Калькулятор!$F$8<>70,INDEX($C$6:$V$17,MATCH(AM473,$B$6:$B$17,0),MATCH(AK473&AL473,$C$2:$V$2,0))*(Калькулятор!$F$8/70)^справочно!$Y$2,INDEX($C$6:$V$17,MATCH(AM473,$B$6:$B$17,0),MATCH(AK473&AL473,$C$2:$V$2,0)))","v":1699.6999999999998}]
[null,null,null,null,null,null,null,null,null,null,null,null,null,null,null,null,null,null,null,null,null,null,null,null,null,null,"Конвектор внутрипольный Royal Thermo ATRIUM-190/400/1600-DG-U-LB","НС-1477661","RT-A-190/400/1600-DG-U-LB",3,5,9,13,18,21,23,190,400,1600,"DG","U","LB",{"$f":"IF((IFERROR(IF(VLOOKUP(AK474,X:Y,2,0)=TRUE,1,0),0)+IFERROR(IF(VLOOKUP(AL474,X:Y,2,0)=TRUE,1,0),0)+IFERROR(IF(VLOOKUP(AN474,X:Y,2,0)=TRUE,1,0),0)+IFERROR(IF(VLOOKUP(AO474,X:Y,2,0)=TRUE,1,0),0)+IFERROR(IF(VLOOKUP(AP474,X:Y,2,0)=TRUE,1,0),0)+IF(AND(AM474>=Калькулятор!$C$14,AM474<=Калькулятор!$E$14),1,0)+IF(OR(AND(AS474>=Калькулятор!$C$11,AS474<=IF(ISBLANK(Калькулятор!$E$11),100000,Калькулятор!$E$11)),Калькулятор!$C$11&Калькулятор!$E$11=\"\"),1,0))=7,1,0)","v":0},{"$f":"SUM(AQ$2:AQ474)","v":240},{"$f":"IF(Калькулятор!$F$8<>70,ROUND(INDEX($C$6:$V$17,MATCH(AM474,$B$6:$B$17,0),MATCH(AK474&AL474,$C$2:$V$2,0))*(Калькулятор!$F$8/70)^справочно!$Y$2,0),ROUND(INDEX($C$6:$V$17,MATCH(AM474,$B$6:$B$17,0),MATCH(AK474&AL474,$C$2:$V$2,0)),0))","v":1969},"ЗО",{"$f":"3.6*AV474/(4.19*(Калькулятор!$C$8-Калькулятор!$D$8))","v":169.15704057279234},{"$f":"IF(Калькулятор!$F$8<>70,INDEX($C$6:$V$17,MATCH(AM474,$B$6:$B$17,0),MATCH(AK474&AL474,$C$2:$V$2,0))*(Калькулятор!$F$8/70)^справочно!$Y$2,INDEX($C$6:$V$17,MATCH(AM474,$B$6:$B$17,0),MATCH(AK474&AL474,$C$2:$V$2,0)))","v":1968.8}]
[null,null,null,null,null,null,null,null,null,null,null,null,null,null,null,null,null,null,null,null,null,null,null,null,null,null,"Конвектор внутрипольный Royal Thermo ATRIUM-190/400/1800-DG-U-LB","НС-1477664","RT-A-190/400/1800-DG-U-LB",3,5,9,13,18,21,23,190,400,1800,"DG","U","LB",{"$f":"IF((IFERROR(IF(VLOOKUP(AK475,X:Y,2,0)=TRUE,1,0),0)+IFERROR(IF(VLOOKUP(AL475,X:Y,2,0)=TRUE,1,0),0)+IFERROR(IF(VLOOKUP(AN475,X:Y,2,0)=TRUE,1,0),0)+IFERROR(IF(VLOOKUP(AO475,X:Y,2,0)=TRUE,1,0),0)+IFERROR(IF(VLOOKUP(AP475,X:Y,2,0)=TRUE,1,0),0)+IF(AND(AM475>=Калькулятор!$C$14,AM475<=Калькулятор!$E$14),1,0)+IF(OR(AND(AS475>=Калькулятор!$C$11,AS475<=IF(ISBLANK(Калькулятор!$E$11),100000,Калькулятор!$E$11)),Калькулятор!$C$11&Калькулятор!$E$11=\"\"),1,0))=7,1,0)","v":0},{"$f":"SUM(AQ$2:AQ475)","v":240},{"$f":"IF(Калькулятор!$F$8<>70,ROUND(INDEX($C$6:$V$17,MATCH(AM475,$B$6:$B$17,0),MATCH(AK475&AL475,$C$2:$V$2,0))*(Калькулятор!$F$8/70)^справочно!$Y$2,0),ROUND(INDEX($C$6:$V$17,MATCH(AM475,$B$6:$B$17,0),MATCH(AK475&AL475,$C$2:$V$2,0)),0))","v":2237},"ЗО",{"$f":"3.6*AV475/(4.19*(Калькулятор!$C$8-Калькулятор!$D$8))","v":192.17899761336514},{"$f":"IF(Калькулятор!$F$8<>70,INDEX($C$6:$V$17,MATCH(AM475,$B$6:$B$17,0),MATCH(AK475&AL475,$C$2:$V$2,0))*(Калькулятор!$F$8/70)^справочно!$Y$2,INDEX($C$6:$V$17,MATCH(AM475,$B$6:$B$17,0),MATCH(AK475&AL475,$C$2:$V$2,0)))","v":2236.75}]
[null,null,null,null,null,null,null,null,null,null,null,null,null,null,null,null,null,null,null,null,null,null,null,null,null,null,"Конвектор внутрипольный Royal Thermo ATRIUM-190/400/2000-DG-U-LB","НС-1477667","RT-A-190/400/2000-DG-U-LB",3,5,9,13,18,21,23,190,400,2000,"DG","U","LB",{"$f":"IF((IFERROR(IF(VLOOKUP(AK476,X:Y,2,0)=TRUE,1,0),0)+IFERROR(IF(VLOOKUP(AL476,X:Y,2,0)=TRUE,1,0),0)+IFERROR(IF(VLOOKUP(AN476,X:Y,2,0)=TRUE,1,0),0)+IFERROR(IF(VLOOKUP(AO476,X:Y,2,0)=TRUE,1,0),0)+IFERROR(IF(VLOOKUP(AP476,X:Y,2,0)=TRUE,1,0),0)+IF(AND(AM476>=Калькулятор!$C$14,AM476<=Калькулятор!$E$14),1,0)+IF(OR(AND(AS476>=Калькулятор!$C$11,AS476<=IF(ISBLANK(Калькулятор!$E$11),100000,Калькулятор!$E$11)),Калькулятор!$C$11&Калькулятор!$E$11=\"\"),1,0))=7,1,0)","v":0},{"$f":"SUM(AQ$2:AQ476)","v":240},{"$f":"IF(Калькулятор!$F$8<>70,ROUND(INDEX($C$6:$V$17,MATCH(AM476,$B$6:$B$17,0),MATCH(AK476&AL476,$C$2:$V$2,0))*(Калькулятор!$F$8/70)^справочно!$Y$2,0),ROUND(INDEX($C$6:$V$17,MATCH(AM476,$B$6:$B$17,0),MATCH(AK476&AL476,$C$2:$V$2,0)),0))","v":2506},"ЗО",{"$f":"3.6*AV476/(4.19*(Калькулятор!$C$8-Калькулятор!$D$8))","v":215.29976133651547},{"$f":"IF(Калькулятор!$F$8<>70,INDEX($C$6:$V$17,MATCH(AM476,$B$6:$B$17,0),MATCH(AK476&AL476,$C$2:$V$2,0))*(Калькулятор!$F$8/70)^справочно!$Y$2,INDEX($C$6:$V$17,MATCH(AM476,$B$6:$B$17,0),MATCH(AK476&AL476,$C$2:$V$2,0)))","v":2505.85}]
[null,null,null,null,null,null,null,null,null,null,null,null,null,null,null,null,null,null,null,null,null,null,null,null,null,null,"Конвектор внутрипольный Royal Thermo ATRIUM-190/400/2200-DG-U-LB","НС-1477669","RT-A-190/400/2200-DG-U-LB",3,5,9,13,18,21,23,190,400,2200,"DG","U","LB",{"$f":"IF((IFERROR(IF(VLOOKUP(AK477,X:Y,2,0)=TRUE,1,0),0)+IFERROR(IF(VLOOKUP(AL477,X:Y,2,0)=TRUE,1,0),0)+IFERROR(IF(VLOOKUP(AN477,X:Y,2,0)=TRUE,1,0),0)+IFERROR(IF(VLOOKUP(AO477,X:Y,2,0)=TRUE,1,0),0)+IFERROR(IF(VLOOKUP(AP477,X:Y,2,0)=TRUE,1,0),0)+IF(AND(AM477>=Калькулятор!$C$14,AM477<=Калькулятор!$E$14),1,0)+IF(OR(AND(AS477>=Калькулятор!$C$11,AS477<=IF(ISBLANK(Калькулятор!$E$11),100000,Калькулятор!$E$11)),Калькулятор!$C$11&Калькулятор!$E$11=\"\"),1,0))=7,1,0)","v":0},{"$f":"SUM(AQ$2:AQ477)","v":240},{"$f":"IF(Калькулятор!$F$8<>70,ROUND(INDEX($C$6:$V$17,MATCH(AM477,$B$6:$B$17,0),MATCH(AK477&AL477,$C$2:$V$2,0))*(Калькулятор!$F$8/70)^справочно!$Y$2,0),ROUND(INDEX($C$6:$V$17,MATCH(AM477,$B$6:$B$17,0),MATCH(AK477&AL477,$C$2:$V$2,0)),0))","v":2774},"ЗО",{"$f":"3.6*AV477/(4.19*(Калькулятор!$C$8-Калькулятор!$D$8))","v":238.32171837708825},{"$f":"IF(Калькулятор!$F$8<>70,INDEX($C$6:$V$17,MATCH(AM477,$B$6:$B$17,0),MATCH(AK477&AL477,$C$2:$V$2,0))*(Калькулятор!$F$8/70)^справочно!$Y$2,INDEX($C$6:$V$17,MATCH(AM477,$B$6:$B$17,0),MATCH(AK477&AL477,$C$2:$V$2,0)))","v":2773.7999999999997}]
[null,null,null,null,null,null,null,null,null,null,null,null,null,null,null,null,null,null,null,null,null,null,null,null,null,null,"Конвектор внутрипольный Royal Thermo ATRIUM-190/400/2400-DG-U-LB","НС-1477671","RT-A-190/400/2400-DG-U-LB",3,5,9,13,18,21,23,190,400,2400,"DG","U","LB",{"$f":"IF((IFERROR(IF(VLOOKUP(AK478,X:Y,2,0)=TRUE,1,0),0)+IFERROR(IF(VLOOKUP(AL478,X:Y,2,0)=TRUE,1,0),0)+IFERROR(IF(VLOOKUP(AN478,X:Y,2,0)=TRUE,1,0),0)+IFERROR(IF(VLOOKUP(AO478,X:Y,2,0)=TRUE,1,0),0)+IFERROR(IF(VLOOKUP(AP478,X:Y,2,0)=TRUE,1,0),0)+IF(AND(AM478>=Калькулятор!$C$14,AM478<=Калькулятор!$E$14),1,0)+IF(OR(AND(AS478>=Калькулятор!$C$11,AS478<=IF(ISBLANK(Калькулятор!$E$11),100000,Калькулятор!$E$11)),Калькулятор!$C$11&Калькулятор!$E$11=\"\"),1,0))=7,1,0)","v":0},{"$f":"SUM(AQ$2:AQ478)","v":240},{"$f":"IF(Калькулятор!$F$8<>70,ROUND(INDEX($C$6:$V$17,MATCH(AM478,$B$6:$B$17,0),MATCH(AK478&AL478,$C$2:$V$2,0))*(Калькулятор!$F$8/70)^справочно!$Y$2,0),ROUND(INDEX($C$6:$V$17,MATCH(AM478,$B$6:$B$17,0),MATCH(AK478&AL478,$C$2:$V$2,0)),0))","v":3042},"ЗО",{"$f":"3.6*AV478/(4.19*(Калькулятор!$C$8-Калькулятор!$D$8))","v":261.34367541766102},{"$f":"IF(Калькулятор!$F$8<>70,INDEX($C$6:$V$17,MATCH(AM478,$B$6:$B$17,0),MATCH(AK478&AL478,$C$2:$V$2,0))*(Калькулятор!$F$8/70)^справочно!$Y$2,INDEX($C$6:$V$17,MATCH(AM478,$B$6:$B$17,0),MATCH(AK478&AL478,$C$2:$V$2,0)))","v":3041.7499999999995}]
[null,null,null,null,null,null,null,null,null,null,null,null,null,null,null,null,null,null,null,null,null,null,null,null,null,null,"Конвектор внутрипольный Royal Thermo ATRIUM-190/400/2600-DG-U-LB","НС-1477673","RT-A-190/400/2600-DG-U-LB",3,5,9,13,18,21,23,190,400,2600,"DG","U","LB",{"$f":"IF((IFERROR(IF(VLOOKUP(AK479,X:Y,2,0)=TRUE,1,0),0)+IFERROR(IF(VLOOKUP(AL479,X:Y,2,0)=TRUE,1,0),0)+IFERROR(IF(VLOOKUP(AN479,X:Y,2,0)=TRUE,1,0),0)+IFERROR(IF(VLOOKUP(AO479,X:Y,2,0)=TRUE,1,0),0)+IFERROR(IF(VLOOKUP(AP479,X:Y,2,0)=TRUE,1,0),0)+IF(AND(AM479>=Калькулятор!$C$14,AM479<=Калькулятор!$E$14),1,0)+IF(OR(AND(AS479>=Калькулятор!$C$11,AS479<=IF(ISBLANK(Калькулятор!$E$11),100000,Калькулятор!$E$11)),Калькулятор!$C$11&Калькулятор!$E$11=\"\"),1,0))=7,1,0)","v":0},{"$f":"SUM(AQ$2:AQ479)","v":240},{"$f":"IF(Калькулятор!$F$8<>70,ROUND(INDEX($C$6:$V$17,MATCH(AM479,$B$6:$B$17,0),MATCH(AK479&AL479,$C$2:$V$2,0))*(Калькулятор!$F$8/70)^справочно!$Y$2,0),ROUND(INDEX($C$6:$V$17,MATCH(AM479,$B$6:$B$17,0),MATCH(AK479&AL479,$C$2:$V$2,0)),0))","v":3311},"ЗО",{"$f":"3.6*AV479/(4.19*(Калькулятор!$C$8-Калькулятор!$D$8))","v":284.46443914081141},{"$f":"IF(Калькулятор!$F$8<>70,INDEX($C$6:$V$17,MATCH(AM479,$B$6:$B$17,0),MATCH(AK479&AL479,$C$2:$V$2,0))*(Калькулятор!$F$8/70)^справочно!$Y$2,INDEX($C$6:$V$17,MATCH(AM479,$B$6:$B$17,0),MATCH(AK479&AL479,$C$2:$V$2,0)))","v":3310.85}]
[null,null,null,null,null,null,null,null,null,null,null,null,null,null,null,null,null,null,null,null,null,null,null,null,null,null,"Конвектор внутрипольный Royal Thermo ATRIUM-190/400/2800-DG-U-LB","НС-1477675","RT-A-190/400/2800-DG-U-LB",3,5,9,13,18,21,23,190,400,2800,"DG","U","LB",{"$f":"IF((IFERROR(IF(VLOOKUP(AK480,X:Y,2,0)=TRUE,1,0),0)+IFERROR(IF(VLOOKUP(AL480,X:Y,2,0)=TRUE,1,0),0)+IFERROR(IF(VLOOKUP(AN480,X:Y,2,0)=TRUE,1,0),0)+IFERROR(IF(VLOOKUP(AO480,X:Y,2,0)=TRUE,1,0),0)+IFERROR(IF(VLOOKUP(AP480,X:Y,2,0)=TRUE,1,0),0)+IF(AND(AM480>=Калькулятор!$C$14,AM480<=Калькулятор!$E$14),1,0)+IF(OR(AND(AS480>=Калькулятор!$C$11,AS480<=IF(ISBLANK(Калькулятор!$E$11),100000,Калькулятор!$E$11)),Калькулятор!$C$11&Калькулятор!$E$11=\"\"),1,0))=7,1,0)","v":0},{"$f":"SUM(AQ$2:AQ480)","v":240},{"$f":"IF(Калькулятор!$F$8<>70,ROUND(INDEX($C$6:$V$17,MATCH(AM480,$B$6:$B$17,0),MATCH(AK480&AL480,$C$2:$V$2,0))*(Калькулятор!$F$8/70)^справочно!$Y$2,0),ROUND(INDEX($C$6:$V$17,MATCH(AM480,$B$6:$B$17,0),MATCH(AK480&AL480,$C$2:$V$2,0)),0))","v":3579},"ЗО",{"$f":"3.6*AV480/(4.19*(Калькулятор!$C$8-Калькулятор!$D$8))","v":307.48639618138418},{"$f":"IF(Калькулятор!$F$8<>70,INDEX($C$6:$V$17,MATCH(AM480,$B$6:$B$17,0),MATCH(AK480&AL480,$C$2:$V$2,0))*(Калькулятор!$F$8/70)^справочно!$Y$2,INDEX($C$6:$V$17,MATCH(AM480,$B$6:$B$17,0),MATCH(AK480&AL480,$C$2:$V$2,0)))","v":3578.7999999999997}]
[null,null,null,null,null,null,null,null,null,null,null,null,null,null,null,null,null,null,null,null,null,null,null,null,null,null,"Конвектор внутрипольный Royal Thermo ATRIUM-190/400/3000-DG-U-LB","НС-1477677","RT-A-190/400/3000-DG-U-LB",3,5,9,13,18,21,23,190,400,3000,"DG","U","LB",{"$f":"IF((IFERROR(IF(VLOOKUP(AK481,X:Y,2,0)=TRUE,1,0),0)+IFERROR(IF(VLOOKUP(AL481,X:Y,2,0)=TRUE,1,0),0)+IFERROR(IF(VLOOKUP(AN481,X:Y,2,0)=TRUE,1,0),0)+IFERROR(IF(VLOOKUP(AO481,X:Y,2,0)=TRUE,1,0),0)+IFERROR(IF(VLOOKUP(AP481,X:Y,2,0)=TRUE,1,0),0)+IF(AND(AM481>=Калькулятор!$C$14,AM481<=Калькулятор!$E$14),1,0)+IF(OR(AND(AS481>=Калькулятор!$C$11,AS481<=IF(ISBLANK(Калькулятор!$E$11),100000,Калькулятор!$E$11)),Калькулятор!$C$11&Калькулятор!$E$11=\"\"),1,0))=7,1,0)","v":0},{"$f":"SUM(AQ$2:AQ481)","v":240},{"$f":"IF(Калькулятор!$F$8<>70,ROUND(INDEX($C$6:$V$17,MATCH(AM481,$B$6:$B$17,0),MATCH(AK481&AL481,$C$2:$V$2,0))*(Калькулятор!$F$8/70)^справочно!$Y$2,0),ROUND(INDEX($C$6:$V$17,MATCH(AM481,$B$6:$B$17,0),MATCH(AK481&AL481,$C$2:$V$2,0)),0))","v":3848},"ЗО",{"$f":"3.6*AV481/(4.19*(Калькулятор!$C$8-Калькулятор!$D$8))","v":330.60715990453451},{"$f":"IF(Калькулятор!$F$8<>70,INDEX($C$6:$V$17,MATCH(AM481,$B$6:$B$17,0),MATCH(AK481&AL481,$C$2:$V$2,0))*(Калькулятор!$F$8/70)^справочно!$Y$2,INDEX($C$6:$V$17,MATCH(AM481,$B$6:$B$17,0),MATCH(AK481&AL481,$C$2:$V$2,0)))","v":3847.8999999999996}]
[null,null,null,null,null,null,null,null,null,null,null,null,null,null,null,null,null,null,null,null,null,null,null,null,null,null,"Конвектор внутрипольный Royal Thermo ATRIUM-75/200/800-DG-U-DB","НС-1477723","RT-A-75/200/800-DG-U-DB",3,5,8,12,16,19,21,75,200,800,"DG","U","DB",{"$f":"IF((IFERROR(IF(VLOOKUP(AK482,X:Y,2,0)=TRUE,1,0),0)+IFERROR(IF(VLOOKUP(AL482,X:Y,2,0)=TRUE,1,0),0)+IFERROR(IF(VLOOKUP(AN482,X:Y,2,0)=TRUE,1,0),0)+IFERROR(IF(VLOOKUP(AO482,X:Y,2,0)=TRUE,1,0),0)+IFERROR(IF(VLOOKUP(AP482,X:Y,2,0)=TRUE,1,0),0)+IF(AND(AM482>=Калькулятор!$C$14,AM482<=Калькулятор!$E$14),1,0)+IF(OR(AND(AS482>=Калькулятор!$C$11,AS482<=IF(ISBLANK(Калькулятор!$E$11),100000,Калькулятор!$E$11)),Калькулятор!$C$11&Калькулятор!$E$11=\"\"),1,0))=7,1,0)","v":0},{"$f":"SUM(AQ$2:AQ482)","v":240},{"$f":"IF(Калькулятор!$F$8<>70,ROUND(INDEX($C$6:$V$17,MATCH(AM482,$B$6:$B$17,0),MATCH(AK482&AL482,$C$2:$V$2,0))*(Калькулятор!$F$8/70)^справочно!$Y$2,0),ROUND(INDEX($C$6:$V$17,MATCH(AM482,$B$6:$B$17,0),MATCH(AK482&AL482,$C$2:$V$2,0)),0))","v":175},"ЗО",{"$f":"3.6*AV482/(4.19*(Калькулятор!$C$8-Калькулятор!$D$8))","v":15.027207637231502},{"$f":"IF(Калькулятор!$F$8<>70,INDEX($C$6:$V$17,MATCH(AM482,$B$6:$B$17,0),MATCH(AK482&AL482,$C$2:$V$2,0))*(Калькулятор!$F$8/70)^справочно!$Y$2,INDEX($C$6:$V$17,MATCH(AM482,$B$6:$B$17,0),MATCH(AK482&AL482,$C$2:$V$2,0)))","v":174.9}]
[null,null,null,null,null,null,null,null,null,null,null,null,null,null,null,null,null,null,null,null,null,null,null,null,null,null,"Конвектор внутрипольный Royal Thermo ATRIUM-75/200/1000-DG-U-DB","НС-1477690","RT-A-75/200/1000-DG-U-DB",3,5,8,12,17,20,22,75,200,1000,"DG","U","DB",{"$f":"IF((IFERROR(IF(VLOOKUP(AK483,X:Y,2,0)=TRUE,1,0),0)+IFERROR(IF(VLOOKUP(AL483,X:Y,2,0)=TRUE,1,0),0)+IFERROR(IF(VLOOKUP(AN483,X:Y,2,0)=TRUE,1,0),0)+IFERROR(IF(VLOOKUP(AO483,X:Y,2,0)=TRUE,1,0),0)+IFERROR(IF(VLOOKUP(AP483,X:Y,2,0)=TRUE,1,0),0)+IF(AND(AM483>=Калькулятор!$C$14,AM483<=Калькулятор!$E$14),1,0)+IF(OR(AND(AS483>=Калькулятор!$C$11,AS483<=IF(ISBLANK(Калькулятор!$E$11),100000,Калькулятор!$E$11)),Калькулятор!$C$11&Калькулятор!$E$11=\"\"),1,0))=7,1,0)","v":0},{"$f":"SUM(AQ$2:AQ483)","v":240},{"$f":"IF(Калькулятор!$F$8<>70,ROUND(INDEX($C$6:$V$17,MATCH(AM483,$B$6:$B$17,0),MATCH(AK483&AL483,$C$2:$V$2,0))*(Калькулятор!$F$8/70)^справочно!$Y$2,0),ROUND(INDEX($C$6:$V$17,MATCH(AM483,$B$6:$B$17,0),MATCH(AK483&AL483,$C$2:$V$2,0)),0))","v":238},"-",{"$f":"3.6*AV483/(4.19*(Калькулятор!$C$8-Калькулятор!$D$8))","v":20.414319809069212},{"$f":"IF(Калькулятор!$F$8<>70,INDEX($C$6:$V$17,MATCH(AM483,$B$6:$B$17,0),MATCH(AK483&AL483,$C$2:$V$2,0))*(Калькулятор!$F$8/70)^справочно!$Y$2,INDEX($C$6:$V$17,MATCH(AM483,$B$6:$B$17,0),MATCH(AK483&AL483,$C$2:$V$2,0)))","v":237.60000000000002}]
[null,null,null,null,null,null,null,null,null,null,null,null,null,null,null,null,null,null,null,null,null,null,null,null,null,null,"Конвектор внутрипольный Royal Thermo ATRIUM-75/200/1200-DG-U-DB","НС-1477693","RT-A-75/200/1200-DG-U-DB",3,5,8,12,17,20,22,75,200,1200,"DG","U","DB",{"$f":"IF((IFERROR(IF(VLOOKUP(AK484,X:Y,2,0)=TRUE,1,0),0)+IFERROR(IF(VLOOKUP(AL484,X:Y,2,0)=TRUE,1,0),0)+IFERROR(IF(VLOOKUP(AN484,X:Y,2,0)=TRUE,1,0),0)+IFERROR(IF(VLOOKUP(AO484,X:Y,2,0)=TRUE,1,0),0)+IFERROR(IF(VLOOKUP(AP484,X:Y,2,0)=TRUE,1,0),0)+IF(AND(AM484>=Калькулятор!$C$14,AM484<=Калькулятор!$E$14),1,0)+IF(OR(AND(AS484>=Калькулятор!$C$11,AS484<=IF(ISBLANK(Калькулятор!$E$11),100000,Калькулятор!$E$11)),Калькулятор!$C$11&Калькулятор!$E$11=\"\"),1,0))=7,1,0)","v":0},{"$f":"SUM(AQ$2:AQ484)","v":240},{"$f":"IF(Калькулятор!$F$8<>70,ROUND(INDEX($C$6:$V$17,MATCH(AM484,$B$6:$B$17,0),MATCH(AK484&AL484,$C$2:$V$2,0))*(Калькулятор!$F$8/70)^справочно!$Y$2,0),ROUND(INDEX($C$6:$V$17,MATCH(AM484,$B$6:$B$17,0),MATCH(AK484&AL484,$C$2:$V$2,0)),0))","v":299},"-",{"$f":"3.6*AV484/(4.19*(Калькулятор!$C$8-Калькулятор!$D$8))","v":25.706921241050118},{"$f":"IF(Калькулятор!$F$8<>70,INDEX($C$6:$V$17,MATCH(AM484,$B$6:$B$17,0),MATCH(AK484&AL484,$C$2:$V$2,0))*(Калькулятор!$F$8/70)^справочно!$Y$2,INDEX($C$6:$V$17,MATCH(AM484,$B$6:$B$17,0),MATCH(AK484&AL484,$C$2:$V$2,0)))","v":299.20000000000005}]
[null,null,null,null,null,null,null,null,null,null,null,null,null,null,null,null,null,null,null,null,null,null,null,null,null,null,"Конвектор внутрипольный Royal Thermo ATRIUM-75/200/1400-DG-U-DB","НС-1477696","RT-A-75/200/1400-DG-U-DB",3,5,8,12,17,20,22,75,200,1400,"DG","U","DB",{"$f":"IF((IFERROR(IF(VLOOKUP(AK485,X:Y,2,0)=TRUE,1,0),0)+IFERROR(IF(VLOOKUP(AL485,X:Y,2,0)=TRUE,1,0),0)+IFERROR(IF(VLOOKUP(AN485,X:Y,2,0)=TRUE,1,0),0)+IFERROR(IF(VLOOKUP(AO485,X:Y,2,0)=TRUE,1,0),0)+IFERROR(IF(VLOOKUP(AP485,X:Y,2,0)=TRUE,1,0),0)+IF(AND(AM485>=Калькулятор!$C$14,AM485<=Калькулятор!$E$14),1,0)+IF(OR(AND(AS485>=Калькулятор!$C$11,AS485<=IF(ISBLANK(Калькулятор!$E$11),100000,Калькулятор!$E$11)),Калькулятор!$C$11&Калькулятор!$E$11=\"\"),1,0))=7,1,0)","v":0},{"$f":"SUM(AQ$2:AQ485)","v":240},{"$f":"IF(Калькулятор!$F$8<>70,ROUND(INDEX($C$6:$V$17,MATCH(AM485,$B$6:$B$17,0),MATCH(AK485&AL485,$C$2:$V$2,0))*(Калькулятор!$F$8/70)^справочно!$Y$2,0),ROUND(INDEX($C$6:$V$17,MATCH(AM485,$B$6:$B$17,0),MATCH(AK485&AL485,$C$2:$V$2,0)),0))","v":362},"-",{"$f":"3.6*AV485/(4.19*(Калькулятор!$C$8-Калькулятор!$D$8))","v":31.094033412887828},{"$f":"IF(Калькулятор!$F$8<>70,INDEX($C$6:$V$17,MATCH(AM485,$B$6:$B$17,0),MATCH(AK485&AL485,$C$2:$V$2,0))*(Калькулятор!$F$8/70)^справочно!$Y$2,INDEX($C$6:$V$17,MATCH(AM485,$B$6:$B$17,0),MATCH(AK485&AL485,$C$2:$V$2,0)))","v":361.90000000000003}]
[null,null,null,null,null,null,null,null,null,null,null,null,null,null,null,null,null,null,null,null,null,null,null,null,null,null,"Конвектор внутрипольный Royal Thermo ATRIUM-75/200/1600-DG-U-DB","НС-1477699","RT-A-75/200/1600-DG-U-DB",3,5,8,12,17,20,22,75,200,1600,"DG","U","DB",{"$f":"IF((IFERROR(IF(VLOOKUP(AK486,X:Y,2,0)=TRUE,1,0),0)+IFERROR(IF(VLOOKUP(AL486,X:Y,2,0)=TRUE,1,0),0)+IFERROR(IF(VLOOKUP(AN486,X:Y,2,0)=TRUE,1,0),0)+IFERROR(IF(VLOOKUP(AO486,X:Y,2,0)=TRUE,1,0),0)+IFERROR(IF(VLOOKUP(AP486,X:Y,2,0)=TRUE,1,0),0)+IF(AND(AM486>=Калькулятор!$C$14,AM486<=Калькулятор!$E$14),1,0)+IF(OR(AND(AS486>=Калькулятор!$C$11,AS486<=IF(ISBLANK(Калькулятор!$E$11),100000,Калькулятор!$E$11)),Калькулятор!$C$11&Калькулятор!$E$11=\"\"),1,0))=7,1,0)","v":0},{"$f":"SUM(AQ$2:AQ486)","v":240},{"$f":"IF(Калькулятор!$F$8<>70,ROUND(INDEX($C$6:$V$17,MATCH(AM486,$B$6:$B$17,0),MATCH(AK486&AL486,$C$2:$V$2,0))*(Калькулятор!$F$8/70)^справочно!$Y$2,0),ROUND(INDEX($C$6:$V$17,MATCH(AM486,$B$6:$B$17,0),MATCH(AK486&AL486,$C$2:$V$2,0)),0))","v":425},"-",{"$f":"3.6*AV486/(4.19*(Калькулятор!$C$8-Калькулятор!$D$8))","v":36.481145584725539},{"$f":"IF(Калькулятор!$F$8<>70,INDEX($C$6:$V$17,MATCH(AM486,$B$6:$B$17,0),MATCH(AK486&AL486,$C$2:$V$2,0))*(Калькулятор!$F$8/70)^справочно!$Y$2,INDEX($C$6:$V$17,MATCH(AM486,$B$6:$B$17,0),MATCH(AK486&AL486,$C$2:$V$2,0)))","v":424.6}]
[null,null,null,null,null,null,null,null,null,null,null,null,null,null,null,null,null,null,null,null,null,null,null,null,null,null,"Конвектор внутрипольный Royal Thermo ATRIUM-75/200/1800-DG-U-DB","НС-1477702","RT-A-75/200/1800-DG-U-DB",3,5,8,12,17,20,22,75,200,1800,"DG","U","DB",{"$f":"IF((IFERROR(IF(VLOOKUP(AK487,X:Y,2,0)=TRUE,1,0),0)+IFERROR(IF(VLOOKUP(AL487,X:Y,2,0)=TRUE,1,0),0)+IFERROR(IF(VLOOKUP(AN487,X:Y,2,0)=TRUE,1,0),0)+IFERROR(IF(VLOOKUP(AO487,X:Y,2,0)=TRUE,1,0),0)+IFERROR(IF(VLOOKUP(AP487,X:Y,2,0)=TRUE,1,0),0)+IF(AND(AM487>=Калькулятор!$C$14,AM487<=Калькулятор!$E$14),1,0)+IF(OR(AND(AS487>=Калькулятор!$C$11,AS487<=IF(ISBLANK(Калькулятор!$E$11),100000,Калькулятор!$E$11)),Калькулятор!$C$11&Калькулятор!$E$11=\"\"),1,0))=7,1,0)","v":0},{"$f":"SUM(AQ$2:AQ487)","v":240},{"$f":"IF(Калькулятор!$F$8<>70,ROUND(INDEX($C$6:$V$17,MATCH(AM487,$B$6:$B$17,0),MATCH(AK487&AL487,$C$2:$V$2,0))*(Калькулятор!$F$8/70)^справочно!$Y$2,0),ROUND(INDEX($C$6:$V$17,MATCH(AM487,$B$6:$B$17,0),MATCH(AK487&AL487,$C$2:$V$2,0)),0))","v":487},"-",{"$f":"3.6*AV487/(4.19*(Калькулятор!$C$8-Калькулятор!$D$8))","v":41.868257756563239},{"$f":"IF(Калькулятор!$F$8<>70,INDEX($C$6:$V$17,MATCH(AM487,$B$6:$B$17,0),MATCH(AK487&AL487,$C$2:$V$2,0))*(Калькулятор!$F$8/70)^справочно!$Y$2,INDEX($C$6:$V$17,MATCH(AM487,$B$6:$B$17,0),MATCH(AK487&AL487,$C$2:$V$2,0)))","v":487.3}]
[null,null,null,null,null,null,null,null,null,null,null,null,null,null,null,null,null,null,null,null,null,null,null,null,null,null,"Конвектор внутрипольный Royal Thermo ATRIUM-75/200/2000-DG-U-DB","НС-1477705","RT-A-75/200/2000-DG-U-DB",3,5,8,12,17,20,22,75,200,2000,"DG","U","DB",{"$f":"IF((IFERROR(IF(VLOOKUP(AK488,X:Y,2,0)=TRUE,1,0),0)+IFERROR(IF(VLOOKUP(AL488,X:Y,2,0)=TRUE,1,0),0)+IFERROR(IF(VLOOKUP(AN488,X:Y,2,0)=TRUE,1,0),0)+IFERROR(IF(VLOOKUP(AO488,X:Y,2,0)=TRUE,1,0),0)+IFERROR(IF(VLOOKUP(AP488,X:Y,2,0)=TRUE,1,0),0)+IF(AND(AM488>=Калькулятор!$C$14,AM488<=Калькулятор!$E$14),1,0)+IF(OR(AND(AS488>=Калькулятор!$C$11,AS488<=IF(ISBLANK(Калькулятор!$E$11),100000,Калькулятор!$E$11)),Калькулятор!$C$11&Калькулятор!$E$11=\"\"),1,0))=7,1,0)","v":0},{"$f":"SUM(AQ$2:AQ488)","v":240},{"$f":"IF(Калькулятор!$F$8<>70,ROUND(INDEX($C$6:$V$17,MATCH(AM488,$B$6:$B$17,0),MATCH(AK488&AL488,$C$2:$V$2,0))*(Калькулятор!$F$8/70)^справочно!$Y$2,0),ROUND(INDEX($C$6:$V$17,MATCH(AM488,$B$6:$B$17,0),MATCH(AK488&AL488,$C$2:$V$2,0)),0))","v":550},"-",{"$f":"3.6*AV488/(4.19*(Калькулятор!$C$8-Калькулятор!$D$8))","v":47.255369928400945},{"$f":"IF(Калькулятор!$F$8<>70,INDEX($C$6:$V$17,MATCH(AM488,$B$6:$B$17,0),MATCH(AK488&AL488,$C$2:$V$2,0))*(Калькулятор!$F$8/70)^справочно!$Y$2,INDEX($C$6:$V$17,MATCH(AM488,$B$6:$B$17,0),MATCH(AK488&AL488,$C$2:$V$2,0)))","v":550}]
[null,null,null,null,null,null,null,null,null,null,null,null,null,null,null,null,null,null,null,null,null,null,null,null,null,null,"Конвектор внутрипольный Royal Thermo ATRIUM-75/200/2200-DG-U-DB","НС-1477708","RT-A-75/200/2200-DG-U-DB",3,5,8,12,17,20,22,75,200,2200,"DG","U","DB",{"$f":"IF((IFERROR(IF(VLOOKUP(AK489,X:Y,2,0)=TRUE,1,0),0)+IFERROR(IF(VLOOKUP(AL489,X:Y,2,0)=TRUE,1,0),0)+IFERROR(IF(VLOOKUP(AN489,X:Y,2,0)=TRUE,1,0),0)+IFERROR(IF(VLOOKUP(AO489,X:Y,2,0)=TRUE,1,0),0)+IFERROR(IF(VLOOKUP(AP489,X:Y,2,0)=TRUE,1,0),0)+IF(AND(AM489>=Калькулятор!$C$14,AM489<=Калькулятор!$E$14),1,0)+IF(OR(AND(AS489>=Калькулятор!$C$11,AS489<=IF(ISBLANK(Калькулятор!$E$11),100000,Калькулятор!$E$11)),Калькулятор!$C$11&Калькулятор!$E$11=\"\"),1,0))=7,1,0)","v":0},{"$f":"SUM(AQ$2:AQ489)","v":240},{"$f":"IF(Калькулятор!$F$8<>70,ROUND(INDEX($C$6:$V$17,MATCH(AM489,$B$6:$B$17,0),MATCH(AK489&AL489,$C$2:$V$2,0))*(Калькулятор!$F$8/70)^справочно!$Y$2,0),ROUND(INDEX($C$6:$V$17,MATCH(AM489,$B$6:$B$17,0),MATCH(AK489&AL489,$C$2:$V$2,0)),0))","v":613},"-",{"$f":"3.6*AV489/(4.19*(Калькулятор!$C$8-Калькулятор!$D$8))","v":52.642482100238659},{"$f":"IF(Калькулятор!$F$8<>70,INDEX($C$6:$V$17,MATCH(AM489,$B$6:$B$17,0),MATCH(AK489&AL489,$C$2:$V$2,0))*(Калькулятор!$F$8/70)^справочно!$Y$2,INDEX($C$6:$V$17,MATCH(AM489,$B$6:$B$17,0),MATCH(AK489&AL489,$C$2:$V$2,0)))","v":612.70000000000005}]
[null,null,null,null,null,null,null,null,null,null,null,null,null,null,null,null,null,null,null,null,null,null,null,null,null,null,"Конвектор внутрипольный Royal Thermo ATRIUM-75/200/2400-DG-U-DB","НС-1477711","RT-A-75/200/2400-DG-U-DB",3,5,8,12,17,20,22,75,200,2400,"DG","U","DB",{"$f":"IF((IFERROR(IF(VLOOKUP(AK490,X:Y,2,0)=TRUE,1,0),0)+IFERROR(IF(VLOOKUP(AL490,X:Y,2,0)=TRUE,1,0),0)+IFERROR(IF(VLOOKUP(AN490,X:Y,2,0)=TRUE,1,0),0)+IFERROR(IF(VLOOKUP(AO490,X:Y,2,0)=TRUE,1,0),0)+IFERROR(IF(VLOOKUP(AP490,X:Y,2,0)=TRUE,1,0),0)+IF(AND(AM490>=Калькулятор!$C$14,AM490<=Калькулятор!$E$14),1,0)+IF(OR(AND(AS490>=Калькулятор!$C$11,AS490<=IF(ISBLANK(Калькулятор!$E$11),100000,Калькулятор!$E$11)),Калькулятор!$C$11&Калькулятор!$E$11=\"\"),1,0))=7,1,0)","v":0},{"$f":"SUM(AQ$2:AQ490)","v":240},{"$f":"IF(Калькулятор!$F$8<>70,ROUND(INDEX($C$6:$V$17,MATCH(AM490,$B$6:$B$17,0),MATCH(AK490&AL490,$C$2:$V$2,0))*(Калькулятор!$F$8/70)^справочно!$Y$2,0),ROUND(INDEX($C$6:$V$17,MATCH(AM490,$B$6:$B$17,0),MATCH(AK490&AL490,$C$2:$V$2,0)),0))","v":678},"-",{"$f":"3.6*AV490/(4.19*(Калькулятор!$C$8-Калькулятор!$D$8))","v":58.218615751789969},{"$f":"IF(Калькулятор!$F$8<>70,INDEX($C$6:$V$17,MATCH(AM490,$B$6:$B$17,0),MATCH(AK490&AL490,$C$2:$V$2,0))*(Калькулятор!$F$8/70)^справочно!$Y$2,INDEX($C$6:$V$17,MATCH(AM490,$B$6:$B$17,0),MATCH(AK490&AL490,$C$2:$V$2,0)))","v":677.6}]
[null,null,null,null,null,null,null,null,null,null,null,null,null,null,null,null,null,null,null,null,null,null,null,null,null,null,"Конвектор внутрипольный Royal Thermo ATRIUM-75/200/2600-DG-U-DB","НС-1477714","RT-A-75/200/2600-DG-U-DB",3,5,8,12,17,20,22,75,200,2600,"DG","U","DB",{"$f":"IF((IFERROR(IF(VLOOKUP(AK491,X:Y,2,0)=TRUE,1,0),0)+IFERROR(IF(VLOOKUP(AL491,X:Y,2,0)=TRUE,1,0),0)+IFERROR(IF(VLOOKUP(AN491,X:Y,2,0)=TRUE,1,0),0)+IFERROR(IF(VLOOKUP(AO491,X:Y,2,0)=TRUE,1,0),0)+IFERROR(IF(VLOOKUP(AP491,X:Y,2,0)=TRUE,1,0),0)+IF(AND(AM491>=Калькулятор!$C$14,AM491<=Калькулятор!$E$14),1,0)+IF(OR(AND(AS491>=Калькулятор!$C$11,AS491<=IF(ISBLANK(Калькулятор!$E$11),100000,Калькулятор!$E$11)),Калькулятор!$C$11&Калькулятор!$E$11=\"\"),1,0))=7,1,0)","v":0},{"$f":"SUM(AQ$2:AQ491)","v":240},{"$f":"IF(Калькулятор!$F$8<>70,ROUND(INDEX($C$6:$V$17,MATCH(AM491,$B$6:$B$17,0),MATCH(AK491&AL491,$C$2:$V$2,0))*(Калькулятор!$F$8/70)^справочно!$Y$2,0),ROUND(INDEX($C$6:$V$17,MATCH(AM491,$B$6:$B$17,0),MATCH(AK491&AL491,$C$2:$V$2,0)),0))","v":740},"ЗО",{"$f":"3.6*AV491/(4.19*(Калькулятор!$C$8-Калькулятор!$D$8))","v":63.605727923627683},{"$f":"IF(Калькулятор!$F$8<>70,INDEX($C$6:$V$17,MATCH(AM491,$B$6:$B$17,0),MATCH(AK491&AL491,$C$2:$V$2,0))*(Калькулятор!$F$8/70)^справочно!$Y$2,INDEX($C$6:$V$17,MATCH(AM491,$B$6:$B$17,0),MATCH(AK491&AL491,$C$2:$V$2,0)))","v":740.30000000000007}]
[null,null,null,null,null,null,null,null,null,null,null,null,null,null,null,null,null,null,null,null,null,null,null,null,null,null,"Конвектор внутрипольный Royal Thermo ATRIUM-75/200/2800-DG-U-DB","НС-1477717","RT-A-75/200/2800-DG-U-DB",3,5,8,12,17,20,22,75,200,2800,"DG","U","DB",{"$f":"IF((IFERROR(IF(VLOOKUP(AK492,X:Y,2,0)=TRUE,1,0),0)+IFERROR(IF(VLOOKUP(AL492,X:Y,2,0)=TRUE,1,0),0)+IFERROR(IF(VLOOKUP(AN492,X:Y,2,0)=TRUE,1,0),0)+IFERROR(IF(VLOOKUP(AO492,X:Y,2,0)=TRUE,1,0),0)+IFERROR(IF(VLOOKUP(AP492,X:Y,2,0)=TRUE,1,0),0)+IF(AND(AM492>=Калькулятор!$C$14,AM492<=Калькулятор!$E$14),1,0)+IF(OR(AND(AS492>=Калькулятор!$C$11,AS492<=IF(ISBLANK(Калькулятор!$E$11),100000,Калькулятор!$E$11)),Калькулятор!$C$11&Калькулятор!$E$11=\"\"),1,0))=7,1,0)","v":0},{"$f":"SUM(AQ$2:AQ492)","v":240},{"$f":"IF(Калькулятор!$F$8<>70,ROUND(INDEX($C$6:$V$17,MATCH(AM492,$B$6:$B$17,0),MATCH(AK492&AL492,$C$2:$V$2,0))*(Калькулятор!$F$8/70)^справочно!$Y$2,0),ROUND(INDEX($C$6:$V$17,MATCH(AM492,$B$6:$B$17,0),MATCH(AK492&AL492,$C$2:$V$2,0)),0))","v":803},"ЗО",{"$f":"3.6*AV492/(4.19*(Калькулятор!$C$8-Калькулятор!$D$8))","v":68.992840095465397},{"$f":"IF(Калькулятор!$F$8<>70,INDEX($C$6:$V$17,MATCH(AM492,$B$6:$B$17,0),MATCH(AK492&AL492,$C$2:$V$2,0))*(Калькулятор!$F$8/70)^справочно!$Y$2,INDEX($C$6:$V$17,MATCH(AM492,$B$6:$B$17,0),MATCH(AK492&AL492,$C$2:$V$2,0)))","v":803.00000000000011}]
[null,null,null,null,null,null,null,null,null,null,null,null,null,null,null,null,null,null,null,null,null,null,null,null,null,null,"Конвектор внутрипольный Royal Thermo ATRIUM-75/200/3000-DG-U-DB","НС-1477720","RT-A-75/200/3000-DG-U-DB",3,5,8,12,17,20,22,75,200,3000,"DG","U","DB",{"$f":"IF((IFERROR(IF(VLOOKUP(AK493,X:Y,2,0)=TRUE,1,0),0)+IFERROR(IF(VLOOKUP(AL493,X:Y,2,0)=TRUE,1,0),0)+IFERROR(IF(VLOOKUP(AN493,X:Y,2,0)=TRUE,1,0),0)+IFERROR(IF(VLOOKUP(AO493,X:Y,2,0)=TRUE,1,0),0)+IFERROR(IF(VLOOKUP(AP493,X:Y,2,0)=TRUE,1,0),0)+IF(AND(AM493>=Калькулятор!$C$14,AM493<=Калькулятор!$E$14),1,0)+IF(OR(AND(AS493>=Калькулятор!$C$11,AS493<=IF(ISBLANK(Калькулятор!$E$11),100000,Калькулятор!$E$11)),Калькулятор!$C$11&Калькулятор!$E$11=\"\"),1,0))=7,1,0)","v":0},{"$f":"SUM(AQ$2:AQ493)","v":240},{"$f":"IF(Калькулятор!$F$8<>70,ROUND(INDEX($C$6:$V$17,MATCH(AM493,$B$6:$B$17,0),MATCH(AK493&AL493,$C$2:$V$2,0))*(Калькулятор!$F$8/70)^справочно!$Y$2,0),ROUND(INDEX($C$6:$V$17,MATCH(AM493,$B$6:$B$17,0),MATCH(AK493&AL493,$C$2:$V$2,0)),0))","v":866},"ЗО",{"$f":"3.6*AV493/(4.19*(Калькулятор!$C$8-Калькулятор!$D$8))","v":74.379952267303096},{"$f":"IF(Калькулятор!$F$8<>70,INDEX($C$6:$V$17,MATCH(AM493,$B$6:$B$17,0),MATCH(AK493&AL493,$C$2:$V$2,0))*(Калькулятор!$F$8/70)^справочно!$Y$2,INDEX($C$6:$V$17,MATCH(AM493,$B$6:$B$17,0),MATCH(AK493&AL493,$C$2:$V$2,0)))","v":865.7}]
[null,null,null,null,null,null,null,null,null,null,null,null,null,null,null,null,null,null,null,null,null,null,null,null,null,null,"Конвектор внутрипольный Royal Thermo ATRIUM-75/250/800-DG-U-DB","НС-1477762","RT-A-75/250/800-DG-U-DB",3,5,8,12,16,19,21,75,250,800,"DG","U","DB",{"$f":"IF((IFERROR(IF(VLOOKUP(AK494,X:Y,2,0)=TRUE,1,0),0)+IFERROR(IF(VLOOKUP(AL494,X:Y,2,0)=TRUE,1,0),0)+IFERROR(IF(VLOOKUP(AN494,X:Y,2,0)=TRUE,1,0),0)+IFERROR(IF(VLOOKUP(AO494,X:Y,2,0)=TRUE,1,0),0)+IFERROR(IF(VLOOKUP(AP494,X:Y,2,0)=TRUE,1,0),0)+IF(AND(AM494>=Калькулятор!$C$14,AM494<=Калькулятор!$E$14),1,0)+IF(OR(AND(AS494>=Калькулятор!$C$11,AS494<=IF(ISBLANK(Калькулятор!$E$11),100000,Калькулятор!$E$11)),Калькулятор!$C$11&Калькулятор!$E$11=\"\"),1,0))=7,1,0)","v":0},{"$f":"SUM(AQ$2:AQ494)","v":240},{"$f":"IF(Калькулятор!$F$8<>70,ROUND(INDEX($C$6:$V$17,MATCH(AM494,$B$6:$B$17,0),MATCH(AK494&AL494,$C$2:$V$2,0))*(Калькулятор!$F$8/70)^справочно!$Y$2,0),ROUND(INDEX($C$6:$V$17,MATCH(AM494,$B$6:$B$17,0),MATCH(AK494&AL494,$C$2:$V$2,0)),0))","v":216},"ЗО",{"$f":"3.6*AV494/(4.19*(Калькулятор!$C$8-Калькулятор!$D$8))","v":18.524105011933173},{"$f":"IF(Калькулятор!$F$8<>70,INDEX($C$6:$V$17,MATCH(AM494,$B$6:$B$17,0),MATCH(AK494&AL494,$C$2:$V$2,0))*(Калькулятор!$F$8/70)^справочно!$Y$2,INDEX($C$6:$V$17,MATCH(AM494,$B$6:$B$17,0),MATCH(AK494&AL494,$C$2:$V$2,0)))","v":215.60000000000002}]
[null,null,null,null,null,null,null,null,null,null,null,null,null,null,null,null,null,null,null,null,null,null,null,null,null,null,"Конвектор внутрипольный Royal Thermo ATRIUM-75/250/1000-DG-U-DB","НС-1477729","RT-A-75/250/1000-DG-U-DB",3,5,8,12,17,20,22,75,250,1000,"DG","U","DB",{"$f":"IF((IFERROR(IF(VLOOKUP(AK495,X:Y,2,0)=TRUE,1,0),0)+IFERROR(IF(VLOOKUP(AL495,X:Y,2,0)=TRUE,1,0),0)+IFERROR(IF(VLOOKUP(AN495,X:Y,2,0)=TRUE,1,0),0)+IFERROR(IF(VLOOKUP(AO495,X:Y,2,0)=TRUE,1,0),0)+IFERROR(IF(VLOOKUP(AP495,X:Y,2,0)=TRUE,1,0),0)+IF(AND(AM495>=Калькулятор!$C$14,AM495<=Калькулятор!$E$14),1,0)+IF(OR(AND(AS495>=Калькулятор!$C$11,AS495<=IF(ISBLANK(Калькулятор!$E$11),100000,Калькулятор!$E$11)),Калькулятор!$C$11&Калькулятор!$E$11=\"\"),1,0))=7,1,0)","v":0},{"$f":"SUM(AQ$2:AQ495)","v":240},{"$f":"IF(Калькулятор!$F$8<>70,ROUND(INDEX($C$6:$V$17,MATCH(AM495,$B$6:$B$17,0),MATCH(AK495&AL495,$C$2:$V$2,0))*(Калькулятор!$F$8/70)^справочно!$Y$2,0),ROUND(INDEX($C$6:$V$17,MATCH(AM495,$B$6:$B$17,0),MATCH(AK495&AL495,$C$2:$V$2,0)),0))","v":293},"-",{"$f":"3.6*AV495/(4.19*(Калькулятор!$C$8-Калькулятор!$D$8))","v":25.139856801909307},{"$f":"IF(Калькулятор!$F$8<>70,INDEX($C$6:$V$17,MATCH(AM495,$B$6:$B$17,0),MATCH(AK495&AL495,$C$2:$V$2,0))*(Калькулятор!$F$8/70)^справочно!$Y$2,INDEX($C$6:$V$17,MATCH(AM495,$B$6:$B$17,0),MATCH(AK495&AL495,$C$2:$V$2,0)))","v":292.60000000000002}]
[null,null,null,null,null,null,null,null,null,null,null,null,null,null,null,null,null,null,null,null,null,null,null,null,null,null,"Конвектор внутрипольный Royal Thermo ATRIUM-75/250/1200-DG-U-DB","НС-1477732","RT-A-75/250/1200-DG-U-DB",3,5,8,12,17,20,22,75,250,1200,"DG","U","DB",{"$f":"IF((IFERROR(IF(VLOOKUP(AK496,X:Y,2,0)=TRUE,1,0),0)+IFERROR(IF(VLOOKUP(AL496,X:Y,2,0)=TRUE,1,0),0)+IFERROR(IF(VLOOKUP(AN496,X:Y,2,0)=TRUE,1,0),0)+IFERROR(IF(VLOOKUP(AO496,X:Y,2,0)=TRUE,1,0),0)+IFERROR(IF(VLOOKUP(AP496,X:Y,2,0)=TRUE,1,0),0)+IF(AND(AM496>=Калькулятор!$C$14,AM496<=Калькулятор!$E$14),1,0)+IF(OR(AND(AS496>=Калькулятор!$C$11,AS496<=IF(ISBLANK(Калькулятор!$E$11),100000,Калькулятор!$E$11)),Калькулятор!$C$11&Калькулятор!$E$11=\"\"),1,0))=7,1,0)","v":0},{"$f":"SUM(AQ$2:AQ496)","v":240},{"$f":"IF(Калькулятор!$F$8<>70,ROUND(INDEX($C$6:$V$17,MATCH(AM496,$B$6:$B$17,0),MATCH(AK496&AL496,$C$2:$V$2,0))*(Калькулятор!$F$8/70)^справочно!$Y$2,0),ROUND(INDEX($C$6:$V$17,MATCH(AM496,$B$6:$B$17,0),MATCH(AK496&AL496,$C$2:$V$2,0)),0))","v":370},"-",{"$f":"3.6*AV496/(4.19*(Калькулятор!$C$8-Калькулятор!$D$8))","v":31.755608591885441},{"$f":"IF(Калькулятор!$F$8<>70,INDEX($C$6:$V$17,MATCH(AM496,$B$6:$B$17,0),MATCH(AK496&AL496,$C$2:$V$2,0))*(Калькулятор!$F$8/70)^справочно!$Y$2,INDEX($C$6:$V$17,MATCH(AM496,$B$6:$B$17,0),MATCH(AK496&AL496,$C$2:$V$2,0)))","v":369.6}]
[null,null,null,null,null,null,null,null,null,null,null,null,null,null,null,null,null,null,null,null,null,null,null,null,null,null,"Конвектор внутрипольный Royal Thermo ATRIUM-75/250/1400-DG-U-DB","НС-1477735","RT-A-75/250/1400-DG-U-DB",3,5,8,12,17,20,22,75,250,1400,"DG","U","DB",{"$f":"IF((IFERROR(IF(VLOOKUP(AK497,X:Y,2,0)=TRUE,1,0),0)+IFERROR(IF(VLOOKUP(AL497,X:Y,2,0)=TRUE,1,0),0)+IFERROR(IF(VLOOKUP(AN497,X:Y,2,0)=TRUE,1,0),0)+IFERROR(IF(VLOOKUP(AO497,X:Y,2,0)=TRUE,1,0),0)+IFERROR(IF(VLOOKUP(AP497,X:Y,2,0)=TRUE,1,0),0)+IF(AND(AM497>=Калькулятор!$C$14,AM497<=Калькулятор!$E$14),1,0)+IF(OR(AND(AS497>=Калькулятор!$C$11,AS497<=IF(ISBLANK(Калькулятор!$E$11),100000,Калькулятор!$E$11)),Калькулятор!$C$11&Калькулятор!$E$11=\"\"),1,0))=7,1,0)","v":0},{"$f":"SUM(AQ$2:AQ497)","v":240},{"$f":"IF(Калькулятор!$F$8<>70,ROUND(INDEX($C$6:$V$17,MATCH(AM497,$B$6:$B$17,0),MATCH(AK497&AL497,$C$2:$V$2,0))*(Калькулятор!$F$8/70)^справочно!$Y$2,0),ROUND(INDEX($C$6:$V$17,MATCH(AM497,$B$6:$B$17,0),MATCH(AK497&AL497,$C$2:$V$2,0)),0))","v":448},"-",{"$f":"3.6*AV497/(4.19*(Калькулятор!$C$8-Калькулятор!$D$8))","v":38.465871121718379},{"$f":"IF(Калькулятор!$F$8<>70,INDEX($C$6:$V$17,MATCH(AM497,$B$6:$B$17,0),MATCH(AK497&AL497,$C$2:$V$2,0))*(Калькулятор!$F$8/70)^справочно!$Y$2,INDEX($C$6:$V$17,MATCH(AM497,$B$6:$B$17,0),MATCH(AK497&AL497,$C$2:$V$2,0)))","v":447.70000000000005}]
[null,null,null,null,null,null,null,null,null,null,null,null,null,null,null,null,null,null,null,null,null,null,null,null,null,null,"Конвектор внутрипольный Royal Thermo ATRIUM-75/250/1600-DG-U-DB","НС-1477738","RT-A-75/250/1600-DG-U-DB",3,5,8,12,17,20,22,75,250,1600,"DG","U","DB",{"$f":"IF((IFERROR(IF(VLOOKUP(AK498,X:Y,2,0)=TRUE,1,0),0)+IFERROR(IF(VLOOKUP(AL498,X:Y,2,0)=TRUE,1,0),0)+IFERROR(IF(VLOOKUP(AN498,X:Y,2,0)=TRUE,1,0),0)+IFERROR(IF(VLOOKUP(AO498,X:Y,2,0)=TRUE,1,0),0)+IFERROR(IF(VLOOKUP(AP498,X:Y,2,0)=TRUE,1,0),0)+IF(AND(AM498>=Калькулятор!$C$14,AM498<=Калькулятор!$E$14),1,0)+IF(OR(AND(AS498>=Калькулятор!$C$11,AS498<=IF(ISBLANK(Калькулятор!$E$11),100000,Калькулятор!$E$11)),Калькулятор!$C$11&Калькулятор!$E$11=\"\"),1,0))=7,1,0)","v":0},{"$f":"SUM(AQ$2:AQ498)","v":240},{"$f":"IF(Калькулятор!$F$8<>70,ROUND(INDEX($C$6:$V$17,MATCH(AM498,$B$6:$B$17,0),MATCH(AK498&AL498,$C$2:$V$2,0))*(Калькулятор!$F$8/70)^справочно!$Y$2,0),ROUND(INDEX($C$6:$V$17,MATCH(AM498,$B$6:$B$17,0),MATCH(AK498&AL498,$C$2:$V$2,0)),0))","v":525},"-",{"$f":"3.6*AV498/(4.19*(Калькулятор!$C$8-Калькулятор!$D$8))","v":45.08162291169451},{"$f":"IF(Калькулятор!$F$8<>70,INDEX($C$6:$V$17,MATCH(AM498,$B$6:$B$17,0),MATCH(AK498&AL498,$C$2:$V$2,0))*(Калькулятор!$F$8/70)^справочно!$Y$2,INDEX($C$6:$V$17,MATCH(AM498,$B$6:$B$17,0),MATCH(AK498&AL498,$C$2:$V$2,0)))","v":524.70000000000005}]
[null,null,null,null,null,null,null,null,null,null,null,null,null,null,null,null,null,null,null,null,null,null,null,null,null,null,"Конвектор внутрипольный Royal Thermo ATRIUM-75/250/1800-DG-U-DB","НС-1477741","RT-A-75/250/1800-DG-U-DB",3,5,8,12,17,20,22,75,250,1800,"DG","U","DB",{"$f":"IF((IFERROR(IF(VLOOKUP(AK499,X:Y,2,0)=TRUE,1,0),0)+IFERROR(IF(VLOOKUP(AL499,X:Y,2,0)=TRUE,1,0),0)+IFERROR(IF(VLOOKUP(AN499,X:Y,2,0)=TRUE,1,0),0)+IFERROR(IF(VLOOKUP(AO499,X:Y,2,0)=TRUE,1,0),0)+IFERROR(IF(VLOOKUP(AP499,X:Y,2,0)=TRUE,1,0),0)+IF(AND(AM499>=Калькулятор!$C$14,AM499<=Калькулятор!$E$14),1,0)+IF(OR(AND(AS499>=Калькулятор!$C$11,AS499<=IF(ISBLANK(Калькулятор!$E$11),100000,Калькулятор!$E$11)),Калькулятор!$C$11&Калькулятор!$E$11=\"\"),1,0))=7,1,0)","v":0},{"$f":"SUM(AQ$2:AQ499)","v":240},{"$f":"IF(Калькулятор!$F$8<>70,ROUND(INDEX($C$6:$V$17,MATCH(AM499,$B$6:$B$17,0),MATCH(AK499&AL499,$C$2:$V$2,0))*(Калькулятор!$F$8/70)^справочно!$Y$2,0),ROUND(INDEX($C$6:$V$17,MATCH(AM499,$B$6:$B$17,0),MATCH(AK499&AL499,$C$2:$V$2,0)),0))","v":602},"-",{"$f":"3.6*AV499/(4.19*(Калькулятор!$C$8-Калькулятор!$D$8))","v":51.697374701670647},{"$f":"IF(Калькулятор!$F$8<>70,INDEX($C$6:$V$17,MATCH(AM499,$B$6:$B$17,0),MATCH(AK499&AL499,$C$2:$V$2,0))*(Калькулятор!$F$8/70)^справочно!$Y$2,INDEX($C$6:$V$17,MATCH(AM499,$B$6:$B$17,0),MATCH(AK499&AL499,$C$2:$V$2,0)))","v":601.70000000000005}]
[null,null,null,null,null,null,null,null,null,null,null,null,null,null,null,null,null,null,null,null,null,null,null,null,null,null,"Конвектор внутрипольный Royal Thermo ATRIUM-75/250/2000-DG-U-DB","НС-1477744","RT-A-75/250/2000-DG-U-DB",3,5,8,12,17,20,22,75,250,2000,"DG","U","DB",{"$f":"IF((IFERROR(IF(VLOOKUP(AK500,X:Y,2,0)=TRUE,1,0),0)+IFERROR(IF(VLOOKUP(AL500,X:Y,2,0)=TRUE,1,0),0)+IFERROR(IF(VLOOKUP(AN500,X:Y,2,0)=TRUE,1,0),0)+IFERROR(IF(VLOOKUP(AO500,X:Y,2,0)=TRUE,1,0),0)+IFERROR(IF(VLOOKUP(AP500,X:Y,2,0)=TRUE,1,0),0)+IF(AND(AM500>=Калькулятор!$C$14,AM500<=Калькулятор!$E$14),1,0)+IF(OR(AND(AS500>=Калькулятор!$C$11,AS500<=IF(ISBLANK(Калькулятор!$E$11),100000,Калькулятор!$E$11)),Калькулятор!$C$11&Калькулятор!$E$11=\"\"),1,0))=7,1,0)","v":0},{"$f":"SUM(AQ$2:AQ500)","v":240},{"$f":"IF(Калькулятор!$F$8<>70,ROUND(INDEX($C$6:$V$17,MATCH(AM500,$B$6:$B$17,0),MATCH(AK500&AL500,$C$2:$V$2,0))*(Калькулятор!$F$8/70)^справочно!$Y$2,0),ROUND(INDEX($C$6:$V$17,MATCH(AM500,$B$6:$B$17,0),MATCH(AK500&AL500,$C$2:$V$2,0)),0))","v":680},"-",{"$f":"3.6*AV500/(4.19*(Калькулятор!$C$8-Калькулятор!$D$8))","v":58.407637231503578},{"$f":"IF(Калькулятор!$F$8<>70,INDEX($C$6:$V$17,MATCH(AM500,$B$6:$B$17,0),MATCH(AK500&AL500,$C$2:$V$2,0))*(Калькулятор!$F$8/70)^справочно!$Y$2,INDEX($C$6:$V$17,MATCH(AM500,$B$6:$B$17,0),MATCH(AK500&AL500,$C$2:$V$2,0)))","v":679.80000000000007}]
[null,null,null,null,null,null,null,null,null,null,null,null,null,null,null,null,null,null,null,null,null,null,null,null,null,null,"Конвектор внутрипольный Royal Thermo ATRIUM-75/250/2200-DG-U-DB","НС-1477747","RT-A-75/250/2200-DG-U-DB",3,5,8,12,17,20,22,75,250,2200,"DG","U","DB",{"$f":"IF((IFERROR(IF(VLOOKUP(AK501,X:Y,2,0)=TRUE,1,0),0)+IFERROR(IF(VLOOKUP(AL501,X:Y,2,0)=TRUE,1,0),0)+IFERROR(IF(VLOOKUP(AN501,X:Y,2,0)=TRUE,1,0),0)+IFERROR(IF(VLOOKUP(AO501,X:Y,2,0)=TRUE,1,0),0)+IFERROR(IF(VLOOKUP(AP501,X:Y,2,0)=TRUE,1,0),0)+IF(AND(AM501>=Калькулятор!$C$14,AM501<=Калькулятор!$E$14),1,0)+IF(OR(AND(AS501>=Калькулятор!$C$11,AS501<=IF(ISBLANK(Калькулятор!$E$11),100000,Калькулятор!$E$11)),Калькулятор!$C$11&Калькулятор!$E$11=\"\"),1,0))=7,1,0)","v":0},{"$f":"SUM(AQ$2:AQ501)","v":240},{"$f":"IF(Калькулятор!$F$8<>70,ROUND(INDEX($C$6:$V$17,MATCH(AM501,$B$6:$B$17,0),MATCH(AK501&AL501,$C$2:$V$2,0))*(Калькулятор!$F$8/70)^справочно!$Y$2,0),ROUND(INDEX($C$6:$V$17,MATCH(AM501,$B$6:$B$17,0),MATCH(AK501&AL501,$C$2:$V$2,0)),0))","v":757},"-",{"$f":"3.6*AV501/(4.19*(Калькулятор!$C$8-Калькулятор!$D$8))","v":65.023389021479716},{"$f":"IF(Калькулятор!$F$8<>70,INDEX($C$6:$V$17,MATCH(AM501,$B$6:$B$17,0),MATCH(AK501&AL501,$C$2:$V$2,0))*(Калькулятор!$F$8/70)^справочно!$Y$2,INDEX($C$6:$V$17,MATCH(AM501,$B$6:$B$17,0),MATCH(AK501&AL501,$C$2:$V$2,0)))","v":756.80000000000007}]
[null,null,null,null,null,null,null,null,null,null,null,null,null,null,null,null,null,null,null,null,null,null,null,null,null,null,"Конвектор внутрипольный Royal Thermo ATRIUM-75/250/2400-DG-U-DB","НС-1477750","RT-A-75/250/2400-DG-U-DB",3,5,8,12,17,20,22,75,250,2400,"DG","U","DB",{"$f":"IF((IFERROR(IF(VLOOKUP(AK502,X:Y,2,0)=TRUE,1,0),0)+IFERROR(IF(VLOOKUP(AL502,X:Y,2,0)=TRUE,1,0),0)+IFERROR(IF(VLOOKUP(AN502,X:Y,2,0)=TRUE,1,0),0)+IFERROR(IF(VLOOKUP(AO502,X:Y,2,0)=TRUE,1,0),0)+IFERROR(IF(VLOOKUP(AP502,X:Y,2,0)=TRUE,1,0),0)+IF(AND(AM502>=Калькулятор!$C$14,AM502<=Калькулятор!$E$14),1,0)+IF(OR(AND(AS502>=Калькулятор!$C$11,AS502<=IF(ISBLANK(Калькулятор!$E$11),100000,Калькулятор!$E$11)),Калькулятор!$C$11&Калькулятор!$E$11=\"\"),1,0))=7,1,0)","v":0},{"$f":"SUM(AQ$2:AQ502)","v":240},{"$f":"IF(Калькулятор!$F$8<>70,ROUND(INDEX($C$6:$V$17,MATCH(AM502,$B$6:$B$17,0),MATCH(AK502&AL502,$C$2:$V$2,0))*(Калькулятор!$F$8/70)^справочно!$Y$2,0),ROUND(INDEX($C$6:$V$17,MATCH(AM502,$B$6:$B$17,0),MATCH(AK502&AL502,$C$2:$V$2,0)),0))","v":836},"-",{"$f":"3.6*AV502/(4.19*(Калькулятор!$C$8-Калькулятор!$D$8))","v":71.828162291169448},{"$f":"IF(Калькулятор!$F$8<>70,INDEX($C$6:$V$17,MATCH(AM502,$B$6:$B$17,0),MATCH(AK502&AL502,$C$2:$V$2,0))*(Калькулятор!$F$8/70)^справочно!$Y$2,INDEX($C$6:$V$17,MATCH(AM502,$B$6:$B$17,0),MATCH(AK502&AL502,$C$2:$V$2,0)))","v":836.00000000000011}]
[null,null,null,null,null,null,null,null,null,null,null,null,null,null,null,null,null,null,null,null,null,null,null,null,null,null,"Конвектор внутрипольный Royal Thermo ATRIUM-75/250/2600-DG-U-DB","НС-1477753","RT-A-75/250/2600-DG-U-DB",3,5,8,12,17,20,22,75,250,2600,"DG","U","DB",{"$f":"IF((IFERROR(IF(VLOOKUP(AK503,X:Y,2,0)=TRUE,1,0),0)+IFERROR(IF(VLOOKUP(AL503,X:Y,2,0)=TRUE,1,0),0)+IFERROR(IF(VLOOKUP(AN503,X:Y,2,0)=TRUE,1,0),0)+IFERROR(IF(VLOOKUP(AO503,X:Y,2,0)=TRUE,1,0),0)+IFERROR(IF(VLOOKUP(AP503,X:Y,2,0)=TRUE,1,0),0)+IF(AND(AM503>=Калькулятор!$C$14,AM503<=Калькулятор!$E$14),1,0)+IF(OR(AND(AS503>=Калькулятор!$C$11,AS503<=IF(ISBLANK(Калькулятор!$E$11),100000,Калькулятор!$E$11)),Калькулятор!$C$11&Калькулятор!$E$11=\"\"),1,0))=7,1,0)","v":0},{"$f":"SUM(AQ$2:AQ503)","v":240},{"$f":"IF(Калькулятор!$F$8<>70,ROUND(INDEX($C$6:$V$17,MATCH(AM503,$B$6:$B$17,0),MATCH(AK503&AL503,$C$2:$V$2,0))*(Калькулятор!$F$8/70)^справочно!$Y$2,0),ROUND(INDEX($C$6:$V$17,MATCH(AM503,$B$6:$B$17,0),MATCH(AK503&AL503,$C$2:$V$2,0)),0))","v":914},"ЗО",{"$f":"3.6*AV503/(4.19*(Калькулятор!$C$8-Калькулятор!$D$8))","v":78.53842482100238},{"$f":"IF(Калькулятор!$F$8<>70,INDEX($C$6:$V$17,MATCH(AM503,$B$6:$B$17,0),MATCH(AK503&AL503,$C$2:$V$2,0))*(Калькулятор!$F$8/70)^справочно!$Y$2,INDEX($C$6:$V$17,MATCH(AM503,$B$6:$B$17,0),MATCH(AK503&AL503,$C$2:$V$2,0)))","v":914.1}]
[null,null,null,null,null,null,null,null,null,null,null,null,null,null,null,null,null,null,null,null,null,null,null,null,null,null,"Конвектор внутрипольный Royal Thermo ATRIUM-75/250/2800-DG-U-DB","НС-1477756","RT-A-75/250/2800-DG-U-DB",3,5,8,12,17,20,22,75,250,2800,"DG","U","DB",{"$f":"IF((IFERROR(IF(VLOOKUP(AK504,X:Y,2,0)=TRUE,1,0),0)+IFERROR(IF(VLOOKUP(AL504,X:Y,2,0)=TRUE,1,0),0)+IFERROR(IF(VLOOKUP(AN504,X:Y,2,0)=TRUE,1,0),0)+IFERROR(IF(VLOOKUP(AO504,X:Y,2,0)=TRUE,1,0),0)+IFERROR(IF(VLOOKUP(AP504,X:Y,2,0)=TRUE,1,0),0)+IF(AND(AM504>=Калькулятор!$C$14,AM504<=Калькулятор!$E$14),1,0)+IF(OR(AND(AS504>=Калькулятор!$C$11,AS504<=IF(ISBLANK(Калькулятор!$E$11),100000,Калькулятор!$E$11)),Калькулятор!$C$11&Калькулятор!$E$11=\"\"),1,0))=7,1,0)","v":0},{"$f":"SUM(AQ$2:AQ504)","v":240},{"$f":"IF(Калькулятор!$F$8<>70,ROUND(INDEX($C$6:$V$17,MATCH(AM504,$B$6:$B$17,0),MATCH(AK504&AL504,$C$2:$V$2,0))*(Калькулятор!$F$8/70)^справочно!$Y$2,0),ROUND(INDEX($C$6:$V$17,MATCH(AM504,$B$6:$B$17,0),MATCH(AK504&AL504,$C$2:$V$2,0)),0))","v":991},"ЗО",{"$f":"3.6*AV504/(4.19*(Калькулятор!$C$8-Калькулятор!$D$8))","v":85.154176610978524},{"$f":"IF(Калькулятор!$F$8<>70,INDEX($C$6:$V$17,MATCH(AM504,$B$6:$B$17,0),MATCH(AK504&AL504,$C$2:$V$2,0))*(Калькулятор!$F$8/70)^справочно!$Y$2,INDEX($C$6:$V$17,MATCH(AM504,$B$6:$B$17,0),MATCH(AK504&AL504,$C$2:$V$2,0)))","v":991.10000000000014}]
[null,null,null,null,null,null,null,null,null,null,null,null,null,null,null,null,null,null,null,null,null,null,null,null,null,null,"Конвектор внутрипольный Royal Thermo ATRIUM-75/250/3000-DG-U-DB","НС-1477759","RT-A-75/250/3000-DG-U-DB",3,5,8,12,17,20,22,75,250,3000,"DG","U","DB",{"$f":"IF((IFERROR(IF(VLOOKUP(AK505,X:Y,2,0)=TRUE,1,0),0)+IFERROR(IF(VLOOKUP(AL505,X:Y,2,0)=TRUE,1,0),0)+IFERROR(IF(VLOOKUP(AN505,X:Y,2,0)=TRUE,1,0),0)+IFERROR(IF(VLOOKUP(AO505,X:Y,2,0)=TRUE,1,0),0)+IFERROR(IF(VLOOKUP(AP505,X:Y,2,0)=TRUE,1,0),0)+IF(AND(AM505>=Калькулятор!$C$14,AM505<=Калькулятор!$E$14),1,0)+IF(OR(AND(AS505>=Калькулятор!$C$11,AS505<=IF(ISBLANK(Калькулятор!$E$11),100000,Калькулятор!$E$11)),Калькулятор!$C$11&Калькулятор!$E$11=\"\"),1,0))=7,1,0)","v":0},{"$f":"SUM(AQ$2:AQ505)","v":240},{"$f":"IF(Калькулятор!$F$8<>70,ROUND(INDEX($C$6:$V$17,MATCH(AM505,$B$6:$B$17,0),MATCH(AK505&AL505,$C$2:$V$2,0))*(Калькулятор!$F$8/70)^справочно!$Y$2,0),ROUND(INDEX($C$6:$V$17,MATCH(AM505,$B$6:$B$17,0),MATCH(AK505&AL505,$C$2:$V$2,0)),0))","v":1068},"ЗО",{"$f":"3.6*AV505/(4.19*(Калькулятор!$C$8-Калькулятор!$D$8))","v":91.769928400954655},{"$f":"IF(Калькулятор!$F$8<>70,INDEX($C$6:$V$17,MATCH(AM505,$B$6:$B$17,0),MATCH(AK505&AL505,$C$2:$V$2,0))*(Калькулятор!$F$8/70)^справочно!$Y$2,INDEX($C$6:$V$17,MATCH(AM505,$B$6:$B$17,0),MATCH(AK505&AL505,$C$2:$V$2,0)))","v":1068.1000000000001}]
[null,null,null,null,null,null,null,null,null,null,null,null,null,null,null,null,null,null,null,null,null,null,null,null,null,null,"Конвектор внутрипольный Royal Thermo ATRIUM-75/300/800-DG-U-DB","НС-1477801","RT-A-75/300/800-DG-U-DB",3,5,8,12,16,19,21,75,300,800,"DG","U","DB",{"$f":"IF((IFERROR(IF(VLOOKUP(AK506,X:Y,2,0)=TRUE,1,0),0)+IFERROR(IF(VLOOKUP(AL506,X:Y,2,0)=TRUE,1,0),0)+IFERROR(IF(VLOOKUP(AN506,X:Y,2,0)=TRUE,1,0),0)+IFERROR(IF(VLOOKUP(AO506,X:Y,2,0)=TRUE,1,0),0)+IFERROR(IF(VLOOKUP(AP506,X:Y,2,0)=TRUE,1,0),0)+IF(AND(AM506>=Калькулятор!$C$14,AM506<=Калькулятор!$E$14),1,0)+IF(OR(AND(AS506>=Калькулятор!$C$11,AS506<=IF(ISBLANK(Калькулятор!$E$11),100000,Калькулятор!$E$11)),Калькулятор!$C$11&Калькулятор!$E$11=\"\"),1,0))=7,1,0)","v":0},{"$f":"SUM(AQ$2:AQ506)","v":240},{"$f":"IF(Калькулятор!$F$8<>70,ROUND(INDEX($C$6:$V$17,MATCH(AM506,$B$6:$B$17,0),MATCH(AK506&AL506,$C$2:$V$2,0))*(Калькулятор!$F$8/70)^справочно!$Y$2,0),ROUND(INDEX($C$6:$V$17,MATCH(AM506,$B$6:$B$17,0),MATCH(AK506&AL506,$C$2:$V$2,0)),0))","v":259},"ЗО",{"$f":"3.6*AV506/(4.19*(Калькулятор!$C$8-Калькулятор!$D$8))","v":22.210023866348447},{"$f":"IF(Калькулятор!$F$8<>70,INDEX($C$6:$V$17,MATCH(AM506,$B$6:$B$17,0),MATCH(AK506&AL506,$C$2:$V$2,0))*(Калькулятор!$F$8/70)^справочно!$Y$2,INDEX($C$6:$V$17,MATCH(AM506,$B$6:$B$17,0),MATCH(AK506&AL506,$C$2:$V$2,0)))","v":258.5}]
[null,null,null,null,null,null,null,null,null,null,null,null,null,null,null,null,null,null,null,null,null,null,null,null,null,null,"Конвектор внутрипольный Royal Thermo ATRIUM-75/300/1000-DG-U-DB","НС-1477768","RT-A-75/300/1000-DG-U-DB",3,5,8,12,17,20,22,75,300,1000,"DG","U","DB",{"$f":"IF((IFERROR(IF(VLOOKUP(AK507,X:Y,2,0)=TRUE,1,0),0)+IFERROR(IF(VLOOKUP(AL507,X:Y,2,0)=TRUE,1,0),0)+IFERROR(IF(VLOOKUP(AN507,X:Y,2,0)=TRUE,1,0),0)+IFERROR(IF(VLOOKUP(AO507,X:Y,2,0)=TRUE,1,0),0)+IFERROR(IF(VLOOKUP(AP507,X:Y,2,0)=TRUE,1,0),0)+IF(AND(AM507>=Калькулятор!$C$14,AM507<=Калькулятор!$E$14),1,0)+IF(OR(AND(AS507>=Калькулятор!$C$11,AS507<=IF(ISBLANK(Калькулятор!$E$11),100000,Калькулятор!$E$11)),Калькулятор!$C$11&Калькулятор!$E$11=\"\"),1,0))=7,1,0)","v":0},{"$f":"SUM(AQ$2:AQ507)","v":240},{"$f":"IF(Калькулятор!$F$8<>70,ROUND(INDEX($C$6:$V$17,MATCH(AM507,$B$6:$B$17,0),MATCH(AK507&AL507,$C$2:$V$2,0))*(Калькулятор!$F$8/70)^справочно!$Y$2,0),ROUND(INDEX($C$6:$V$17,MATCH(AM507,$B$6:$B$17,0),MATCH(AK507&AL507,$C$2:$V$2,0)),0))","v":351},"ЗО",{"$f":"3.6*AV507/(4.19*(Калькулятор!$C$8-Калькулятор!$D$8))","v":30.148926014319812},{"$f":"IF(Калькулятор!$F$8<>70,INDEX($C$6:$V$17,MATCH(AM507,$B$6:$B$17,0),MATCH(AK507&AL507,$C$2:$V$2,0))*(Калькулятор!$F$8/70)^справочно!$Y$2,INDEX($C$6:$V$17,MATCH(AM507,$B$6:$B$17,0),MATCH(AK507&AL507,$C$2:$V$2,0)))","v":350.90000000000003}]
[null,null,null,null,null,null,null,null,null,null,null,null,null,null,null,null,null,null,null,null,null,null,null,null,null,null,"Конвектор внутрипольный Royal Thermo ATRIUM-75/300/1200-DG-U-DB","НС-1477771","RT-A-75/300/1200-DG-U-DB",3,5,8,12,17,20,22,75,300,1200,"DG","U","DB",{"$f":"IF((IFERROR(IF(VLOOKUP(AK508,X:Y,2,0)=TRUE,1,0),0)+IFERROR(IF(VLOOKUP(AL508,X:Y,2,0)=TRUE,1,0),0)+IFERROR(IF(VLOOKUP(AN508,X:Y,2,0)=TRUE,1,0),0)+IFERROR(IF(VLOOKUP(AO508,X:Y,2,0)=TRUE,1,0),0)+IFERROR(IF(VLOOKUP(AP508,X:Y,2,0)=TRUE,1,0),0)+IF(AND(AM508>=Калькулятор!$C$14,AM508<=Калькулятор!$E$14),1,0)+IF(OR(AND(AS508>=Калькулятор!$C$11,AS508<=IF(ISBLANK(Калькулятор!$E$11),100000,Калькулятор!$E$11)),Калькулятор!$C$11&Калькулятор!$E$11=\"\"),1,0))=7,1,0)","v":0},{"$f":"SUM(AQ$2:AQ508)","v":240},{"$f":"IF(Калькулятор!$F$8<>70,ROUND(INDEX($C$6:$V$17,MATCH(AM508,$B$6:$B$17,0),MATCH(AK508&AL508,$C$2:$V$2,0))*(Калькулятор!$F$8/70)^справочно!$Y$2,0),ROUND(INDEX($C$6:$V$17,MATCH(AM508,$B$6:$B$17,0),MATCH(AK508&AL508,$C$2:$V$2,0)),0))","v":444},"ЗО",{"$f":"3.6*AV508/(4.19*(Калькулятор!$C$8-Калькулятор!$D$8))","v":38.182338902147968},{"$f":"IF(Калькулятор!$F$8<>70,INDEX($C$6:$V$17,MATCH(AM508,$B$6:$B$17,0),MATCH(AK508&AL508,$C$2:$V$2,0))*(Калькулятор!$F$8/70)^справочно!$Y$2,INDEX($C$6:$V$17,MATCH(AM508,$B$6:$B$17,0),MATCH(AK508&AL508,$C$2:$V$2,0)))","v":444.40000000000003}]
[null,null,null,null,null,null,null,null,null,null,null,null,null,null,null,null,null,null,null,null,null,null,null,null,null,null,"Конвектор внутрипольный Royal Thermo ATRIUM-75/300/1400-DG-U-DB","НС-1477774","RT-A-75/300/1400-DG-U-DB",3,5,8,12,17,20,22,75,300,1400,"DG","U","DB",{"$f":"IF((IFERROR(IF(VLOOKUP(AK509,X:Y,2,0)=TRUE,1,0),0)+IFERROR(IF(VLOOKUP(AL509,X:Y,2,0)=TRUE,1,0),0)+IFERROR(IF(VLOOKUP(AN509,X:Y,2,0)=TRUE,1,0),0)+IFERROR(IF(VLOOKUP(AO509,X:Y,2,0)=TRUE,1,0),0)+IFERROR(IF(VLOOKUP(AP509,X:Y,2,0)=TRUE,1,0),0)+IF(AND(AM509>=Калькулятор!$C$14,AM509<=Калькулятор!$E$14),1,0)+IF(OR(AND(AS509>=Калькулятор!$C$11,AS509<=IF(ISBLANK(Калькулятор!$E$11),100000,Калькулятор!$E$11)),Калькулятор!$C$11&Калькулятор!$E$11=\"\"),1,0))=7,1,0)","v":0},{"$f":"SUM(AQ$2:AQ509)","v":240},{"$f":"IF(Калькулятор!$F$8<>70,ROUND(INDEX($C$6:$V$17,MATCH(AM509,$B$6:$B$17,0),MATCH(AK509&AL509,$C$2:$V$2,0))*(Калькулятор!$F$8/70)^справочно!$Y$2,0),ROUND(INDEX($C$6:$V$17,MATCH(AM509,$B$6:$B$17,0),MATCH(AK509&AL509,$C$2:$V$2,0)),0))","v":537},"ЗО",{"$f":"3.6*AV509/(4.19*(Калькулятор!$C$8-Калькулятор!$D$8))","v":46.12124105011933},{"$f":"IF(Калькулятор!$F$8<>70,INDEX($C$6:$V$17,MATCH(AM509,$B$6:$B$17,0),MATCH(AK509&AL509,$C$2:$V$2,0))*(Калькулятор!$F$8/70)^справочно!$Y$2,INDEX($C$6:$V$17,MATCH(AM509,$B$6:$B$17,0),MATCH(AK509&AL509,$C$2:$V$2,0)))","v":536.80000000000007}]
[null,null,null,null,null,null,null,null,null,null,null,null,null,null,null,null,null,null,null,null,null,null,null,null,null,null,"Конвектор внутрипольный Royal Thermo ATRIUM-75/300/1600-DG-U-DB","НС-1477777","RT-A-75/300/1600-DG-U-DB",3,5,8,12,17,20,22,75,300,1600,"DG","U","DB",{"$f":"IF((IFERROR(IF(VLOOKUP(AK510,X:Y,2,0)=TRUE,1,0),0)+IFERROR(IF(VLOOKUP(AL510,X:Y,2,0)=TRUE,1,0),0)+IFERROR(IF(VLOOKUP(AN510,X:Y,2,0)=TRUE,1,0),0)+IFERROR(IF(VLOOKUP(AO510,X:Y,2,0)=TRUE,1,0),0)+IFERROR(IF(VLOOKUP(AP510,X:Y,2,0)=TRUE,1,0),0)+IF(AND(AM510>=Калькулятор!$C$14,AM510<=Калькулятор!$E$14),1,0)+IF(OR(AND(AS510>=Калькулятор!$C$11,AS510<=IF(ISBLANK(Калькулятор!$E$11),100000,Калькулятор!$E$11)),Калькулятор!$C$11&Калькулятор!$E$11=\"\"),1,0))=7,1,0)","v":0},{"$f":"SUM(AQ$2:AQ510)","v":240},{"$f":"IF(Калькулятор!$F$8<>70,ROUND(INDEX($C$6:$V$17,MATCH(AM510,$B$6:$B$17,0),MATCH(AK510&AL510,$C$2:$V$2,0))*(Калькулятор!$F$8/70)^справочно!$Y$2,0),ROUND(INDEX($C$6:$V$17,MATCH(AM510,$B$6:$B$17,0),MATCH(AK510&AL510,$C$2:$V$2,0)),0))","v":629},"ЗО",{"$f":"3.6*AV510/(4.19*(Калькулятор!$C$8-Калькулятор!$D$8))","v":54.060143198090692},{"$f":"IF(Калькулятор!$F$8<>70,INDEX($C$6:$V$17,MATCH(AM510,$B$6:$B$17,0),MATCH(AK510&AL510,$C$2:$V$2,0))*(Калькулятор!$F$8/70)^справочно!$Y$2,INDEX($C$6:$V$17,MATCH(AM510,$B$6:$B$17,0),MATCH(AK510&AL510,$C$2:$V$2,0)))","v":629.20000000000005}]
[null,null,null,null,null,null,null,null,null,null,null,null,null,null,null,null,null,null,null,null,null,null,null,null,null,null,"Конвектор внутрипольный Royal Thermo ATRIUM-75/300/1800-DG-U-DB","НС-1477780","RT-A-75/300/1800-DG-U-DB",3,5,8,12,17,20,22,75,300,1800,"DG","U","DB",{"$f":"IF((IFERROR(IF(VLOOKUP(AK511,X:Y,2,0)=TRUE,1,0),0)+IFERROR(IF(VLOOKUP(AL511,X:Y,2,0)=TRUE,1,0),0)+IFERROR(IF(VLOOKUP(AN511,X:Y,2,0)=TRUE,1,0),0)+IFERROR(IF(VLOOKUP(AO511,X:Y,2,0)=TRUE,1,0),0)+IFERROR(IF(VLOOKUP(AP511,X:Y,2,0)=TRUE,1,0),0)+IF(AND(AM511>=Калькулятор!$C$14,AM511<=Калькулятор!$E$14),1,0)+IF(OR(AND(AS511>=Калькулятор!$C$11,AS511<=IF(ISBLANK(Калькулятор!$E$11),100000,Калькулятор!$E$11)),Калькулятор!$C$11&Калькулятор!$E$11=\"\"),1,0))=7,1,0)","v":0},{"$f":"SUM(AQ$2:AQ511)","v":240},{"$f":"IF(Калькулятор!$F$8<>70,ROUND(INDEX($C$6:$V$17,MATCH(AM511,$B$6:$B$17,0),MATCH(AK511&AL511,$C$2:$V$2,0))*(Калькулятор!$F$8/70)^справочно!$Y$2,0),ROUND(INDEX($C$6:$V$17,MATCH(AM511,$B$6:$B$17,0),MATCH(AK511&AL511,$C$2:$V$2,0)),0))","v":723},"ЗО",{"$f":"3.6*AV511/(4.19*(Калькулятор!$C$8-Калькулятор!$D$8))","v":62.093556085918856},{"$f":"IF(Калькулятор!$F$8<>70,INDEX($C$6:$V$17,MATCH(AM511,$B$6:$B$17,0),MATCH(AK511&AL511,$C$2:$V$2,0))*(Калькулятор!$F$8/70)^справочно!$Y$2,INDEX($C$6:$V$17,MATCH(AM511,$B$6:$B$17,0),MATCH(AK511&AL511,$C$2:$V$2,0)))","v":722.7}]
[null,null,null,null,null,null,null,null,null,null,null,null,null,null,null,null,null,null,null,null,null,null,null,null,null,null,"Конвектор внутрипольный Royal Thermo ATRIUM-75/300/2000-DG-U-DB","НС-1477783","RT-A-75/300/2000-DG-U-DB",3,5,8,12,17,20,22,75,300,2000,"DG","U","DB",{"$f":"IF((IFERROR(IF(VLOOKUP(AK512,X:Y,2,0)=TRUE,1,0),0)+IFERROR(IF(VLOOKUP(AL512,X:Y,2,0)=TRUE,1,0),0)+IFERROR(IF(VLOOKUP(AN512,X:Y,2,0)=TRUE,1,0),0)+IFERROR(IF(VLOOKUP(AO512,X:Y,2,0)=TRUE,1,0),0)+IFERROR(IF(VLOOKUP(AP512,X:Y,2,0)=TRUE,1,0),0)+IF(AND(AM512>=Калькулятор!$C$14,AM512<=Калькулятор!$E$14),1,0)+IF(OR(AND(AS512>=Калькулятор!$C$11,AS512<=IF(ISBLANK(Калькулятор!$E$11),100000,Калькулятор!$E$11)),Калькулятор!$C$11&Калькулятор!$E$11=\"\"),1,0))=7,1,0)","v":0},{"$f":"SUM(AQ$2:AQ512)","v":240},{"$f":"IF(Калькулятор!$F$8<>70,ROUND(INDEX($C$6:$V$17,MATCH(AM512,$B$6:$B$17,0),MATCH(AK512&AL512,$C$2:$V$2,0))*(Калькулятор!$F$8/70)^справочно!$Y$2,0),ROUND(INDEX($C$6:$V$17,MATCH(AM512,$B$6:$B$17,0),MATCH(AK512&AL512,$C$2:$V$2,0)),0))","v":815},"ЗО",{"$f":"3.6*AV512/(4.19*(Калькулятор!$C$8-Калькулятор!$D$8))","v":70.03245823389021},{"$f":"IF(Калькулятор!$F$8<>70,INDEX($C$6:$V$17,MATCH(AM512,$B$6:$B$17,0),MATCH(AK512&AL512,$C$2:$V$2,0))*(Калькулятор!$F$8/70)^справочно!$Y$2,INDEX($C$6:$V$17,MATCH(AM512,$B$6:$B$17,0),MATCH(AK512&AL512,$C$2:$V$2,0)))","v":815.1}]
[null,null,null,null,null,null,null,null,null,null,null,null,null,null,null,null,null,null,null,null,null,null,null,null,null,null,"Конвектор внутрипольный Royal Thermo ATRIUM-75/300/2200-DG-U-DB","НС-1477786","RT-A-75/300/2200-DG-U-DB",3,5,8,12,17,20,22,75,300,2200,"DG","U","DB",{"$f":"IF((IFERROR(IF(VLOOKUP(AK513,X:Y,2,0)=TRUE,1,0),0)+IFERROR(IF(VLOOKUP(AL513,X:Y,2,0)=TRUE,1,0),0)+IFERROR(IF(VLOOKUP(AN513,X:Y,2,0)=TRUE,1,0),0)+IFERROR(IF(VLOOKUP(AO513,X:Y,2,0)=TRUE,1,0),0)+IFERROR(IF(VLOOKUP(AP513,X:Y,2,0)=TRUE,1,0),0)+IF(AND(AM513>=Калькулятор!$C$14,AM513<=Калькулятор!$E$14),1,0)+IF(OR(AND(AS513>=Калькулятор!$C$11,AS513<=IF(ISBLANK(Калькулятор!$E$11),100000,Калькулятор!$E$11)),Калькулятор!$C$11&Калькулятор!$E$11=\"\"),1,0))=7,1,0)","v":0},{"$f":"SUM(AQ$2:AQ513)","v":240},{"$f":"IF(Калькулятор!$F$8<>70,ROUND(INDEX($C$6:$V$17,MATCH(AM513,$B$6:$B$17,0),MATCH(AK513&AL513,$C$2:$V$2,0))*(Калькулятор!$F$8/70)^справочно!$Y$2,0),ROUND(INDEX($C$6:$V$17,MATCH(AM513,$B$6:$B$17,0),MATCH(AK513&AL513,$C$2:$V$2,0)),0))","v":908},"ЗО",{"$f":"3.6*AV513/(4.19*(Калькулятор!$C$8-Калькулятор!$D$8))","v":77.971360381861572},{"$f":"IF(Калькулятор!$F$8<>70,INDEX($C$6:$V$17,MATCH(AM513,$B$6:$B$17,0),MATCH(AK513&AL513,$C$2:$V$2,0))*(Калькулятор!$F$8/70)^справочно!$Y$2,INDEX($C$6:$V$17,MATCH(AM513,$B$6:$B$17,0),MATCH(AK513&AL513,$C$2:$V$2,0)))","v":907.50000000000011}]
[null,null,null,null,null,null,null,null,null,null,null,null,null,null,null,null,null,null,null,null,null,null,null,null,null,null,"Конвектор внутрипольный Royal Thermo ATRIUM-75/300/2400-DG-U-DB","НС-1477789","RT-A-75/300/2400-DG-U-DB",{"$f":"SEARCH(\"-\",AC514)","v":3},{"$f":"SEARCH(\"-\",AC514,AD514+1)","v":5},{"$f":"SEARCH(\"/\",AC514)","v":8},{"$f":"SEARCH(\"/\",AC514,AF514+1)","v":12},{"$f":"SEARCH(\"-\",AC514,AE514+1)","v":17},{"$f":"SEARCH(\"-\",AC514,AH514+1)","v":20},{"$f":"SEARCH(\"-\",AC514,AI514+1)","v":22},{"$f":"MID($AC514,AE514+1,AF514-AE514-1)*1","v":75},{"$f":"MID($AC514,AF514+1,AG514-AF514-1)*1","v":300},{"$f":"MID($AC514,AG514+1,AH514-AG514-1)*1","v":2400},{"$f":"MID($AC514,AH514+1,AI514-AH514-1)","v":"DG"},{"$f":"MID($AC514,AI514+1,AJ514-AI514-1)","v":"U"},{"$f":"MID($AC514,AI514+3,LEN(AC514)-AI514-1)","v":"DB"},{"$f":"IF((IFERROR(IF(VLOOKUP(AK514,X:Y,2,0)=TRUE,1,0),0)+IFERROR(IF(VLOOKUP(AL514,X:Y,2,0)=TRUE,1,0),0)+IFERROR(IF(VLOOKUP(AN514,X:Y,2,0)=TRUE,1,0),0)+IFERROR(IF(VLOOKUP(AO514,X:Y,2,0)=TRUE,1,0),0)+IFERROR(IF(VLOOKUP(AP514,X:Y,2,0)=TRUE,1,0),0)+IF(AND(AM514>=Калькулятор!$C$14,AM514<=Калькулятор!$E$14),1,0)+IF(OR(AND(AS514>=Калькулятор!$C$11,AS514<=IF(ISBLANK(Калькулятор!$E$11),100000,Калькулятор!$E$11)),Калькулятор!$C$11&Калькулятор!$E$11=\"\"),1,0))=7,1,0)","v":0},{"$f":"SUM(AQ$2:AQ514)","v":240},{"$f":"IF(Калькулятор!$F$8<>70,ROUND(INDEX($C$6:$V$17,MATCH(AM514,$B$6:$B$17,0),MATCH(AK514&AL514,$C$2:$V$2,0))*(Калькулятор!$F$8/70)^справочно!$Y$2,0),ROUND(INDEX($C$6:$V$17,MATCH(AM514,$B$6:$B$17,0),MATCH(AK514&AL514,$C$2:$V$2,0)),0))","v":1003},"ЗО",{"$f":"3.6*AV514/(4.19*(Калькулятор!$C$8-Калькулятор!$D$8))","v":86.193794749403338},{"$f":"IF(Калькулятор!$F$8<>70,INDEX($C$6:$V$17,MATCH(AM514,$B$6:$B$17,0),MATCH(AK514&AL514,$C$2:$V$2,0))*(Калькулятор!$F$8/70)^справочно!$Y$2,INDEX($C$6:$V$17,MATCH(AM514,$B$6:$B$17,0),MATCH(AK514&AL514,$C$2:$V$2,0)))","v":1003.2}]
[null,null,null,null,null,null,null,null,null,null,null,null,null,null,null,null,null,null,null,null,null,null,null,null,null,null,"Конвектор внутрипольный Royal Thermo ATRIUM-75/300/2600-DG-U-DB","НС-1477792","RT-A-75/300/2600-DG-U-DB",3,5,8,12,17,20,22,75,300,2600,"DG","U","DB",{"$f":"IF((IFERROR(IF(VLOOKUP(AK515,X:Y,2,0)=TRUE,1,0),0)+IFERROR(IF(VLOOKUP(AL515,X:Y,2,0)=TRUE,1,0),0)+IFERROR(IF(VLOOKUP(AN515,X:Y,2,0)=TRUE,1,0),0)+IFERROR(IF(VLOOKUP(AO515,X:Y,2,0)=TRUE,1,0),0)+IFERROR(IF(VLOOKUP(AP515,X:Y,2,0)=TRUE,1,0),0)+IF(AND(AM515>=Калькулятор!$C$14,AM515<=Калькулятор!$E$14),1,0)+IF(OR(AND(AS515>=Калькулятор!$C$11,AS515<=IF(ISBLANK(Калькулятор!$E$11),100000,Калькулятор!$E$11)),Калькулятор!$C$11&Калькулятор!$E$11=\"\"),1,0))=7,1,0)","v":0},{"$f":"SUM(AQ$2:AQ515)","v":240},{"$f":"IF(Калькулятор!$F$8<>70,ROUND(INDEX($C$6:$V$17,MATCH(AM515,$B$6:$B$17,0),MATCH(AK515&AL515,$C$2:$V$2,0))*(Калькулятор!$F$8/70)^справочно!$Y$2,0),ROUND(INDEX($C$6:$V$17,MATCH(AM515,$B$6:$B$17,0),MATCH(AK515&AL515,$C$2:$V$2,0)),0))","v":1097},"ЗО",{"$f":"3.6*AV515/(4.19*(Калькулятор!$C$8-Калькулятор!$D$8))","v":94.227207637231501},{"$f":"IF(Калькулятор!$F$8<>70,INDEX($C$6:$V$17,MATCH(AM515,$B$6:$B$17,0),MATCH(AK515&AL515,$C$2:$V$2,0))*(Калькулятор!$F$8/70)^справочно!$Y$2,INDEX($C$6:$V$17,MATCH(AM515,$B$6:$B$17,0),MATCH(AK515&AL515,$C$2:$V$2,0)))","v":1096.7}]
[null,null,null,null,null,null,null,null,null,null,null,null,null,null,null,null,null,null,null,null,null,null,null,null,null,null,"Конвектор внутрипольный Royal Thermo ATRIUM-75/300/2800-DG-U-DB","НС-1477795","RT-A-75/300/2800-DG-U-DB",3,5,8,12,17,20,22,75,300,2800,"DG","U","DB",{"$f":"IF((IFERROR(IF(VLOOKUP(AK516,X:Y,2,0)=TRUE,1,0),0)+IFERROR(IF(VLOOKUP(AL516,X:Y,2,0)=TRUE,1,0),0)+IFERROR(IF(VLOOKUP(AN516,X:Y,2,0)=TRUE,1,0),0)+IFERROR(IF(VLOOKUP(AO516,X:Y,2,0)=TRUE,1,0),0)+IFERROR(IF(VLOOKUP(AP516,X:Y,2,0)=TRUE,1,0),0)+IF(AND(AM516>=Калькулятор!$C$14,AM516<=Калькулятор!$E$14),1,0)+IF(OR(AND(AS516>=Калькулятор!$C$11,AS516<=IF(ISBLANK(Калькулятор!$E$11),100000,Калькулятор!$E$11)),Калькулятор!$C$11&Калькулятор!$E$11=\"\"),1,0))=7,1,0)","v":0},{"$f":"SUM(AQ$2:AQ516)","v":240},{"$f":"IF(Калькулятор!$F$8<>70,ROUND(INDEX($C$6:$V$17,MATCH(AM516,$B$6:$B$17,0),MATCH(AK516&AL516,$C$2:$V$2,0))*(Калькулятор!$F$8/70)^справочно!$Y$2,0),ROUND(INDEX($C$6:$V$17,MATCH(AM516,$B$6:$B$17,0),MATCH(AK516&AL516,$C$2:$V$2,0)),0))","v":1189},"ЗО",{"$f":"3.6*AV516/(4.19*(Калькулятор!$C$8-Калькулятор!$D$8))","v":102.16610978520285},{"$f":"IF(Калькулятор!$F$8<>70,INDEX($C$6:$V$17,MATCH(AM516,$B$6:$B$17,0),MATCH(AK516&AL516,$C$2:$V$2,0))*(Калькулятор!$F$8/70)^справочно!$Y$2,INDEX($C$6:$V$17,MATCH(AM516,$B$6:$B$17,0),MATCH(AK516&AL516,$C$2:$V$2,0)))","v":1189.1000000000001}]
[null,null,null,null,null,null,null,null,null,null,null,null,null,null,null,null,null,null,null,null,null,null,null,null,null,null,"Конвектор внутрипольный Royal Thermo ATRIUM-75/300/3000-DG-U-DB","НС-1477798","RT-A-75/300/3000-DG-U-DB",3,5,8,12,17,20,22,75,300,3000,"DG","U","DB",{"$f":"IF((IFERROR(IF(VLOOKUP(AK517,X:Y,2,0)=TRUE,1,0),0)+IFERROR(IF(VLOOKUP(AL517,X:Y,2,0)=TRUE,1,0),0)+IFERROR(IF(VLOOKUP(AN517,X:Y,2,0)=TRUE,1,0),0)+IFERROR(IF(VLOOKUP(AO517,X:Y,2,0)=TRUE,1,0),0)+IFERROR(IF(VLOOKUP(AP517,X:Y,2,0)=TRUE,1,0),0)+IF(AND(AM517>=Калькулятор!$C$14,AM517<=Калькулятор!$E$14),1,0)+IF(OR(AND(AS517>=Калькулятор!$C$11,AS517<=IF(ISBLANK(Калькулятор!$E$11),100000,Калькулятор!$E$11)),Калькулятор!$C$11&Калькулятор!$E$11=\"\"),1,0))=7,1,0)","v":0},{"$f":"SUM(AQ$2:AQ517)","v":240},{"$f":"IF(Калькулятор!$F$8<>70,ROUND(INDEX($C$6:$V$17,MATCH(AM517,$B$6:$B$17,0),MATCH(AK517&AL517,$C$2:$V$2,0))*(Калькулятор!$F$8/70)^справочно!$Y$2,0),ROUND(INDEX($C$6:$V$17,MATCH(AM517,$B$6:$B$17,0),MATCH(AK517&AL517,$C$2:$V$2,0)),0))","v":1282},"ЗО",{"$f":"3.6*AV517/(4.19*(Калькулятор!$C$8-Калькулятор!$D$8))","v":110.10501193317423},{"$f":"IF(Калькулятор!$F$8<>70,INDEX($C$6:$V$17,MATCH(AM517,$B$6:$B$17,0),MATCH(AK517&AL517,$C$2:$V$2,0))*(Калькулятор!$F$8/70)^справочно!$Y$2,INDEX($C$6:$V$17,MATCH(AM517,$B$6:$B$17,0),MATCH(AK517&AL517,$C$2:$V$2,0)))","v":1281.5}]
[null,null,null,null,null,null,null,null,null,null,null,null,null,null,null,null,null,null,null,null,null,null,null,null,null,null,"Конвектор внутрипольный Royal Thermo ATRIUM-75/400/800-DG-U-DB","НС-1477840","RT-A-75/400/800-DG-U-DB",3,5,8,12,16,19,21,75,400,800,"DG","U","DB",{"$f":"IF((IFERROR(IF(VLOOKUP(AK518,X:Y,2,0)=TRUE,1,0),0)+IFERROR(IF(VLOOKUP(AL518,X:Y,2,0)=TRUE,1,0),0)+IFERROR(IF(VLOOKUP(AN518,X:Y,2,0)=TRUE,1,0),0)+IFERROR(IF(VLOOKUP(AO518,X:Y,2,0)=TRUE,1,0),0)+IFERROR(IF(VLOOKUP(AP518,X:Y,2,0)=TRUE,1,0),0)+IF(AND(AM518>=Калькулятор!$C$14,AM518<=Калькулятор!$E$14),1,0)+IF(OR(AND(AS518>=Калькулятор!$C$11,AS518<=IF(ISBLANK(Калькулятор!$E$11),100000,Калькулятор!$E$11)),Калькулятор!$C$11&Калькулятор!$E$11=\"\"),1,0))=7,1,0)","v":0},{"$f":"SUM(AQ$2:AQ518)","v":240},{"$f":"IF(Калькулятор!$F$8<>70,ROUND(INDEX($C$6:$V$17,MATCH(AM518,$B$6:$B$17,0),MATCH(AK518&AL518,$C$2:$V$2,0))*(Калькулятор!$F$8/70)^справочно!$Y$2,0),ROUND(INDEX($C$6:$V$17,MATCH(AM518,$B$6:$B$17,0),MATCH(AK518&AL518,$C$2:$V$2,0)),0))","v":351},"ЗО",{"$f":"3.6*AV518/(4.19*(Калькулятор!$C$8-Калькулятор!$D$8))","v":30.148926014319812},{"$f":"IF(Калькулятор!$F$8<>70,INDEX($C$6:$V$17,MATCH(AM518,$B$6:$B$17,0),MATCH(AK518&AL518,$C$2:$V$2,0))*(Калькулятор!$F$8/70)^справочно!$Y$2,INDEX($C$6:$V$17,MATCH(AM518,$B$6:$B$17,0),MATCH(AK518&AL518,$C$2:$V$2,0)))","v":350.90000000000003}]
[null,null,null,null,null,null,null,null,null,null,null,null,null,null,null,null,null,null,null,null,null,null,null,null,null,null,"Конвектор внутрипольный Royal Thermo ATRIUM-75/400/1000-DG-U-DB","НС-1477807","RT-A-75/400/1000-DG-U-DB",3,5,8,12,17,20,22,75,400,1000,"DG","U","DB",{"$f":"IF((IFERROR(IF(VLOOKUP(AK519,X:Y,2,0)=TRUE,1,0),0)+IFERROR(IF(VLOOKUP(AL519,X:Y,2,0)=TRUE,1,0),0)+IFERROR(IF(VLOOKUP(AN519,X:Y,2,0)=TRUE,1,0),0)+IFERROR(IF(VLOOKUP(AO519,X:Y,2,0)=TRUE,1,0),0)+IFERROR(IF(VLOOKUP(AP519,X:Y,2,0)=TRUE,1,0),0)+IF(AND(AM519>=Калькулятор!$C$14,AM519<=Калькулятор!$E$14),1,0)+IF(OR(AND(AS519>=Калькулятор!$C$11,AS519<=IF(ISBLANK(Калькулятор!$E$11),100000,Калькулятор!$E$11)),Калькулятор!$C$11&Калькулятор!$E$11=\"\"),1,0))=7,1,0)","v":0},{"$f":"SUM(AQ$2:AQ519)","v":240},{"$f":"IF(Калькулятор!$F$8<>70,ROUND(INDEX($C$6:$V$17,MATCH(AM519,$B$6:$B$17,0),MATCH(AK519&AL519,$C$2:$V$2,0))*(Калькулятор!$F$8/70)^справочно!$Y$2,0),ROUND(INDEX($C$6:$V$17,MATCH(AM519,$B$6:$B$17,0),MATCH(AK519&AL519,$C$2:$V$2,0)),0))","v":476},"ЗО",{"$f":"3.6*AV519/(4.19*(Калькулятор!$C$8-Калькулятор!$D$8))","v":40.923150357995226},{"$f":"IF(Калькулятор!$F$8<>70,INDEX($C$6:$V$17,MATCH(AM519,$B$6:$B$17,0),MATCH(AK519&AL519,$C$2:$V$2,0))*(Калькулятор!$F$8/70)^справочно!$Y$2,INDEX($C$6:$V$17,MATCH(AM519,$B$6:$B$17,0),MATCH(AK519&AL519,$C$2:$V$2,0)))","v":476.3}]
[null,null,null,null,null,null,null,null,null,null,null,null,null,null,null,null,null,null,null,null,null,null,null,null,null,null,"Конвектор внутрипольный Royal Thermo ATRIUM-75/400/1200-DG-U-DB","НС-1477810","RT-A-75/400/1200-DG-U-DB",3,5,8,12,17,20,22,75,400,1200,"DG","U","DB",{"$f":"IF((IFERROR(IF(VLOOKUP(AK520,X:Y,2,0)=TRUE,1,0),0)+IFERROR(IF(VLOOKUP(AL520,X:Y,2,0)=TRUE,1,0),0)+IFERROR(IF(VLOOKUP(AN520,X:Y,2,0)=TRUE,1,0),0)+IFERROR(IF(VLOOKUP(AO520,X:Y,2,0)=TRUE,1,0),0)+IFERROR(IF(VLOOKUP(AP520,X:Y,2,0)=TRUE,1,0),0)+IF(AND(AM520>=Калькулятор!$C$14,AM520<=Калькулятор!$E$14),1,0)+IF(OR(AND(AS520>=Калькулятор!$C$11,AS520<=IF(ISBLANK(Калькулятор!$E$11),100000,Калькулятор!$E$11)),Калькулятор!$C$11&Калькулятор!$E$11=\"\"),1,0))=7,1,0)","v":0},{"$f":"SUM(AQ$2:AQ520)","v":240},{"$f":"IF(Калькулятор!$F$8<>70,ROUND(INDEX($C$6:$V$17,MATCH(AM520,$B$6:$B$17,0),MATCH(AK520&AL520,$C$2:$V$2,0))*(Калькулятор!$F$8/70)^справочно!$Y$2,0),ROUND(INDEX($C$6:$V$17,MATCH(AM520,$B$6:$B$17,0),MATCH(AK520&AL520,$C$2:$V$2,0)),0))","v":603},"ЗО",{"$f":"3.6*AV520/(4.19*(Калькулятор!$C$8-Калькулятор!$D$8))","v":51.791885441527448},{"$f":"IF(Калькулятор!$F$8<>70,INDEX($C$6:$V$17,MATCH(AM520,$B$6:$B$17,0),MATCH(AK520&AL520,$C$2:$V$2,0))*(Калькулятор!$F$8/70)^справочно!$Y$2,INDEX($C$6:$V$17,MATCH(AM520,$B$6:$B$17,0),MATCH(AK520&AL520,$C$2:$V$2,0)))","v":602.80000000000007}]
[null,null,null,null,null,null,null,null,null,null,null,null,null,null,null,null,null,null,null,null,null,null,null,null,null,null,"Конвектор внутрипольный Royal Thermo ATRIUM-75/400/1400-DG-U-DB","НС-1477813","RT-A-75/400/1400-DG-U-DB",3,5,8,12,17,20,22,75,400,1400,"DG","U","DB",{"$f":"IF((IFERROR(IF(VLOOKUP(AK521,X:Y,2,0)=TRUE,1,0),0)+IFERROR(IF(VLOOKUP(AL521,X:Y,2,0)=TRUE,1,0),0)+IFERROR(IF(VLOOKUP(AN521,X:Y,2,0)=TRUE,1,0),0)+IFERROR(IF(VLOOKUP(AO521,X:Y,2,0)=TRUE,1,0),0)+IFERROR(IF(VLOOKUP(AP521,X:Y,2,0)=TRUE,1,0),0)+IF(AND(AM521>=Калькулятор!$C$14,AM521<=Калькулятор!$E$14),1,0)+IF(OR(AND(AS521>=Калькулятор!$C$11,AS521<=IF(ISBLANK(Калькулятор!$E$11),100000,Калькулятор!$E$11)),Калькулятор!$C$11&Калькулятор!$E$11=\"\"),1,0))=7,1,0)","v":0},{"$f":"SUM(AQ$2:AQ521)","v":240},{"$f":"IF(Калькулятор!$F$8<>70,ROUND(INDEX($C$6:$V$17,MATCH(AM521,$B$6:$B$17,0),MATCH(AK521&AL521,$C$2:$V$2,0))*(Калькулятор!$F$8/70)^справочно!$Y$2,0),ROUND(INDEX($C$6:$V$17,MATCH(AM521,$B$6:$B$17,0),MATCH(AK521&AL521,$C$2:$V$2,0)),0))","v":728},"ЗО",{"$f":"3.6*AV521/(4.19*(Калькулятор!$C$8-Калькулятор!$D$8))","v":62.566109785202869},{"$f":"IF(Калькулятор!$F$8<>70,INDEX($C$6:$V$17,MATCH(AM521,$B$6:$B$17,0),MATCH(AK521&AL521,$C$2:$V$2,0))*(Калькулятор!$F$8/70)^справочно!$Y$2,INDEX($C$6:$V$17,MATCH(AM521,$B$6:$B$17,0),MATCH(AK521&AL521,$C$2:$V$2,0)))","v":728.2}]
[null,null,null,null,null,null,null,null,null,null,null,null,null,null,null,null,null,null,null,null,null,null,null,null,null,null,"Конвектор внутрипольный Royal Thermo ATRIUM-75/400/1600-DG-U-DB","НС-1477816","RT-A-75/400/1600-DG-U-DB",3,5,8,12,17,20,22,75,400,1600,"DG","U","DB",{"$f":"IF((IFERROR(IF(VLOOKUP(AK522,X:Y,2,0)=TRUE,1,0),0)+IFERROR(IF(VLOOKUP(AL522,X:Y,2,0)=TRUE,1,0),0)+IFERROR(IF(VLOOKUP(AN522,X:Y,2,0)=TRUE,1,0),0)+IFERROR(IF(VLOOKUP(AO522,X:Y,2,0)=TRUE,1,0),0)+IFERROR(IF(VLOOKUP(AP522,X:Y,2,0)=TRUE,1,0),0)+IF(AND(AM522>=Калькулятор!$C$14,AM522<=Калькулятор!$E$14),1,0)+IF(OR(AND(AS522>=Калькулятор!$C$11,AS522<=IF(ISBLANK(Калькулятор!$E$11),100000,Калькулятор!$E$11)),Калькулятор!$C$11&Калькулятор!$E$11=\"\"),1,0))=7,1,0)","v":0},{"$f":"SUM(AQ$2:AQ522)","v":240},{"$f":"IF(Калькулятор!$F$8<>70,ROUND(INDEX($C$6:$V$17,MATCH(AM522,$B$6:$B$17,0),MATCH(AK522&AL522,$C$2:$V$2,0))*(Калькулятор!$F$8/70)^справочно!$Y$2,0),ROUND(INDEX($C$6:$V$17,MATCH(AM522,$B$6:$B$17,0),MATCH(AK522&AL522,$C$2:$V$2,0)),0))","v":854},"ЗО",{"$f":"3.6*AV522/(4.19*(Калькулятор!$C$8-Калькулятор!$D$8))","v":73.340334128878268},{"$f":"IF(Калькулятор!$F$8<>70,INDEX($C$6:$V$17,MATCH(AM522,$B$6:$B$17,0),MATCH(AK522&AL522,$C$2:$V$2,0))*(Калькулятор!$F$8/70)^справочно!$Y$2,INDEX($C$6:$V$17,MATCH(AM522,$B$6:$B$17,0),MATCH(AK522&AL522,$C$2:$V$2,0)))","v":853.6}]
[null,null,null,null,null,null,null,null,null,null,null,null,null,null,null,null,null,null,null,null,null,null,null,null,null,null,"Конвектор внутрипольный Royal Thermo ATRIUM-75/400/1800-DG-U-DB","НС-1477819","RT-A-75/400/1800-DG-U-DB",3,5,8,12,17,20,22,75,400,1800,"DG","U","DB",{"$f":"IF((IFERROR(IF(VLOOKUP(AK523,X:Y,2,0)=TRUE,1,0),0)+IFERROR(IF(VLOOKUP(AL523,X:Y,2,0)=TRUE,1,0),0)+IFERROR(IF(VLOOKUP(AN523,X:Y,2,0)=TRUE,1,0),0)+IFERROR(IF(VLOOKUP(AO523,X:Y,2,0)=TRUE,1,0),0)+IFERROR(IF(VLOOKUP(AP523,X:Y,2,0)=TRUE,1,0),0)+IF(AND(AM523>=Калькулятор!$C$14,AM523<=Калькулятор!$E$14),1,0)+IF(OR(AND(AS523>=Калькулятор!$C$11,AS523<=IF(ISBLANK(Калькулятор!$E$11),100000,Калькулятор!$E$11)),Калькулятор!$C$11&Калькулятор!$E$11=\"\"),1,0))=7,1,0)","v":0},{"$f":"SUM(AQ$2:AQ523)","v":240},{"$f":"IF(Калькулятор!$F$8<>70,ROUND(INDEX($C$6:$V$17,MATCH(AM523,$B$6:$B$17,0),MATCH(AK523&AL523,$C$2:$V$2,0))*(Калькулятор!$F$8/70)^справочно!$Y$2,0),ROUND(INDEX($C$6:$V$17,MATCH(AM523,$B$6:$B$17,0),MATCH(AK523&AL523,$C$2:$V$2,0)),0))","v":980},"ЗО",{"$f":"3.6*AV523/(4.19*(Калькулятор!$C$8-Калькулятор!$D$8))","v":84.209069212410498},{"$f":"IF(Калькулятор!$F$8<>70,INDEX($C$6:$V$17,MATCH(AM523,$B$6:$B$17,0),MATCH(AK523&AL523,$C$2:$V$2,0))*(Калькулятор!$F$8/70)^справочно!$Y$2,INDEX($C$6:$V$17,MATCH(AM523,$B$6:$B$17,0),MATCH(AK523&AL523,$C$2:$V$2,0)))","v":980.1}]
[null,null,null,null,null,null,null,null,null,null,null,null,null,null,null,null,null,null,null,null,null,null,null,null,null,null,"Конвектор внутрипольный Royal Thermo ATRIUM-75/400/2000-DG-U-DB","НС-1477822","RT-A-75/400/2000-DG-U-DB",3,5,8,12,17,20,22,75,400,2000,"DG","U","DB",{"$f":"IF((IFERROR(IF(VLOOKUP(AK524,X:Y,2,0)=TRUE,1,0),0)+IFERROR(IF(VLOOKUP(AL524,X:Y,2,0)=TRUE,1,0),0)+IFERROR(IF(VLOOKUP(AN524,X:Y,2,0)=TRUE,1,0),0)+IFERROR(IF(VLOOKUP(AO524,X:Y,2,0)=TRUE,1,0),0)+IFERROR(IF(VLOOKUP(AP524,X:Y,2,0)=TRUE,1,0),0)+IF(AND(AM524>=Калькулятор!$C$14,AM524<=Калькулятор!$E$14),1,0)+IF(OR(AND(AS524>=Калькулятор!$C$11,AS524<=IF(ISBLANK(Калькулятор!$E$11),100000,Калькулятор!$E$11)),Калькулятор!$C$11&Калькулятор!$E$11=\"\"),1,0))=7,1,0)","v":0},{"$f":"SUM(AQ$2:AQ524)","v":240},{"$f":"IF(Калькулятор!$F$8<>70,ROUND(INDEX($C$6:$V$17,MATCH(AM524,$B$6:$B$17,0),MATCH(AK524&AL524,$C$2:$V$2,0))*(Калькулятор!$F$8/70)^справочно!$Y$2,0),ROUND(INDEX($C$6:$V$17,MATCH(AM524,$B$6:$B$17,0),MATCH(AK524&AL524,$C$2:$V$2,0)),0))","v":1106},"ЗО",{"$f":"3.6*AV524/(4.19*(Калькулятор!$C$8-Калькулятор!$D$8))","v":94.983293556085911},{"$f":"IF(Калькулятор!$F$8<>70,INDEX($C$6:$V$17,MATCH(AM524,$B$6:$B$17,0),MATCH(AK524&AL524,$C$2:$V$2,0))*(Калькулятор!$F$8/70)^справочно!$Y$2,INDEX($C$6:$V$17,MATCH(AM524,$B$6:$B$17,0),MATCH(AK524&AL524,$C$2:$V$2,0)))","v":1105.5}]
[null,null,null,null,null,null,null,null,null,null,null,null,null,null,null,null,null,null,null,null,null,null,null,null,null,null,"Конвектор внутрипольный Royal Thermo ATRIUM-75/400/2200-DG-U-DB","НС-1477825","RT-A-75/400/2200-DG-U-DB",3,5,8,12,17,20,22,75,400,2200,"DG","U","DB",{"$f":"IF((IFERROR(IF(VLOOKUP(AK525,X:Y,2,0)=TRUE,1,0),0)+IFERROR(IF(VLOOKUP(AL525,X:Y,2,0)=TRUE,1,0),0)+IFERROR(IF(VLOOKUP(AN525,X:Y,2,0)=TRUE,1,0),0)+IFERROR(IF(VLOOKUP(AO525,X:Y,2,0)=TRUE,1,0),0)+IFERROR(IF(VLOOKUP(AP525,X:Y,2,0)=TRUE,1,0),0)+IF(AND(AM525>=Калькулятор!$C$14,AM525<=Калькулятор!$E$14),1,0)+IF(OR(AND(AS525>=Калькулятор!$C$11,AS525<=IF(ISBLANK(Калькулятор!$E$11),100000,Калькулятор!$E$11)),Калькулятор!$C$11&Калькулятор!$E$11=\"\"),1,0))=7,1,0)","v":0},{"$f":"SUM(AQ$2:AQ525)","v":240},{"$f":"IF(Калькулятор!$F$8<>70,ROUND(INDEX($C$6:$V$17,MATCH(AM525,$B$6:$B$17,0),MATCH(AK525&AL525,$C$2:$V$2,0))*(Калькулятор!$F$8/70)^справочно!$Y$2,0),ROUND(INDEX($C$6:$V$17,MATCH(AM525,$B$6:$B$17,0),MATCH(AK525&AL525,$C$2:$V$2,0)),0))","v":1232},"ЗО",{"$f":"3.6*AV525/(4.19*(Калькулятор!$C$8-Калькулятор!$D$8))","v":105.85202863961813},{"$f":"IF(Калькулятор!$F$8<>70,INDEX($C$6:$V$17,MATCH(AM525,$B$6:$B$17,0),MATCH(AK525&AL525,$C$2:$V$2,0))*(Калькулятор!$F$8/70)^справочно!$Y$2,INDEX($C$6:$V$17,MATCH(AM525,$B$6:$B$17,0),MATCH(AK525&AL525,$C$2:$V$2,0)))","v":1232}]
[null,null,null,null,null,null,null,null,null,null,null,null,null,null,null,null,null,null,null,null,null,null,null,null,null,null,"Конвектор внутрипольный Royal Thermo ATRIUM-75/400/2400-DG-U-DB","НС-1477828","RT-A-75/400/2400-DG-U-DB",3,5,8,12,17,20,22,75,400,2400,"DG","U","DB",{"$f":"IF((IFERROR(IF(VLOOKUP(AK526,X:Y,2,0)=TRUE,1,0),0)+IFERROR(IF(VLOOKUP(AL526,X:Y,2,0)=TRUE,1,0),0)+IFERROR(IF(VLOOKUP(AN526,X:Y,2,0)=TRUE,1,0),0)+IFERROR(IF(VLOOKUP(AO526,X:Y,2,0)=TRUE,1,0),0)+IFERROR(IF(VLOOKUP(AP526,X:Y,2,0)=TRUE,1,0),0)+IF(AND(AM526>=Калькулятор!$C$14,AM526<=Калькулятор!$E$14),1,0)+IF(OR(AND(AS526>=Калькулятор!$C$11,AS526<=IF(ISBLANK(Калькулятор!$E$11),100000,Калькулятор!$E$11)),Калькулятор!$C$11&Калькулятор!$E$11=\"\"),1,0))=7,1,0)","v":0},{"$f":"SUM(AQ$2:AQ526)","v":240},{"$f":"IF(Калькулятор!$F$8<>70,ROUND(INDEX($C$6:$V$17,MATCH(AM526,$B$6:$B$17,0),MATCH(AK526&AL526,$C$2:$V$2,0))*(Калькулятор!$F$8/70)^справочно!$Y$2,0),ROUND(INDEX($C$6:$V$17,MATCH(AM526,$B$6:$B$17,0),MATCH(AK526&AL526,$C$2:$V$2,0)),0))","v":1362},"ЗО",{"$f":"3.6*AV526/(4.19*(Калькулятор!$C$8-Калькулятор!$D$8))","v":117.00429594272076},{"$f":"IF(Калькулятор!$F$8<>70,INDEX($C$6:$V$17,MATCH(AM526,$B$6:$B$17,0),MATCH(AK526&AL526,$C$2:$V$2,0))*(Калькулятор!$F$8/70)^справочно!$Y$2,INDEX($C$6:$V$17,MATCH(AM526,$B$6:$B$17,0),MATCH(AK526&AL526,$C$2:$V$2,0)))","v":1361.8000000000002}]
[null,null,null,null,null,null,null,null,null,null,null,null,null,null,null,null,null,null,null,null,null,null,null,null,null,null,"Конвектор внутрипольный Royal Thermo ATRIUM-75/400/2600-DG-U-DB","НС-1477831","RT-A-75/400/2600-DG-U-DB",3,5,8,12,17,20,22,75,400,2600,"DG","U","DB",{"$f":"IF((IFERROR(IF(VLOOKUP(AK527,X:Y,2,0)=TRUE,1,0),0)+IFERROR(IF(VLOOKUP(AL527,X:Y,2,0)=TRUE,1,0),0)+IFERROR(IF(VLOOKUP(AN527,X:Y,2,0)=TRUE,1,0),0)+IFERROR(IF(VLOOKUP(AO527,X:Y,2,0)=TRUE,1,0),0)+IFERROR(IF(VLOOKUP(AP527,X:Y,2,0)=TRUE,1,0),0)+IF(AND(AM527>=Калькулятор!$C$14,AM527<=Калькулятор!$E$14),1,0)+IF(OR(AND(AS527>=Калькулятор!$C$11,AS527<=IF(ISBLANK(Калькулятор!$E$11),100000,Калькулятор!$E$11)),Калькулятор!$C$11&Калькулятор!$E$11=\"\"),1,0))=7,1,0)","v":0},{"$f":"SUM(AQ$2:AQ527)","v":240},{"$f":"IF(Калькулятор!$F$8<>70,ROUND(INDEX($C$6:$V$17,MATCH(AM527,$B$6:$B$17,0),MATCH(AK527&AL527,$C$2:$V$2,0))*(Калькулятор!$F$8/70)^справочно!$Y$2,0),ROUND(INDEX($C$6:$V$17,MATCH(AM527,$B$6:$B$17,0),MATCH(AK527&AL527,$C$2:$V$2,0)),0))","v":1487},"ЗО",{"$f":"3.6*AV527/(4.19*(Калькулятор!$C$8-Калькулятор!$D$8))","v":127.77852028639617},{"$f":"IF(Калькулятор!$F$8<>70,INDEX($C$6:$V$17,MATCH(AM527,$B$6:$B$17,0),MATCH(AK527&AL527,$C$2:$V$2,0))*(Калькулятор!$F$8/70)^справочно!$Y$2,INDEX($C$6:$V$17,MATCH(AM527,$B$6:$B$17,0),MATCH(AK527&AL527,$C$2:$V$2,0)))","v":1487.2}]
[null,null,null,null,null,null,null,null,null,null,null,null,null,null,null,null,null,null,null,null,null,null,null,null,null,null,"Конвектор внутрипольный Royal Thermo ATRIUM-75/400/2800-DG-U-DB","НС-1477834","RT-A-75/400/2800-DG-U-DB",3,5,8,12,17,20,22,75,400,2800,"DG","U","DB",{"$f":"IF((IFERROR(IF(VLOOKUP(AK528,X:Y,2,0)=TRUE,1,0),0)+IFERROR(IF(VLOOKUP(AL528,X:Y,2,0)=TRUE,1,0),0)+IFERROR(IF(VLOOKUP(AN528,X:Y,2,0)=TRUE,1,0),0)+IFERROR(IF(VLOOKUP(AO528,X:Y,2,0)=TRUE,1,0),0)+IFERROR(IF(VLOOKUP(AP528,X:Y,2,0)=TRUE,1,0),0)+IF(AND(AM528>=Калькулятор!$C$14,AM528<=Калькулятор!$E$14),1,0)+IF(OR(AND(AS528>=Калькулятор!$C$11,AS528<=IF(ISBLANK(Калькулятор!$E$11),100000,Калькулятор!$E$11)),Калькулятор!$C$11&Калькулятор!$E$11=\"\"),1,0))=7,1,0)","v":0},{"$f":"SUM(AQ$2:AQ528)","v":240},{"$f":"IF(Калькулятор!$F$8<>70,ROUND(INDEX($C$6:$V$17,MATCH(AM528,$B$6:$B$17,0),MATCH(AK528&AL528,$C$2:$V$2,0))*(Калькулятор!$F$8/70)^справочно!$Y$2,0),ROUND(INDEX($C$6:$V$17,MATCH(AM528,$B$6:$B$17,0),MATCH(AK528&AL528,$C$2:$V$2,0)),0))","v":1614},"ЗО",{"$f":"3.6*AV528/(4.19*(Калькулятор!$C$8-Калькулятор!$D$8))","v":138.64725536992839},{"$f":"IF(Калькулятор!$F$8<>70,INDEX($C$6:$V$17,MATCH(AM528,$B$6:$B$17,0),MATCH(AK528&AL528,$C$2:$V$2,0))*(Калькулятор!$F$8/70)^справочно!$Y$2,INDEX($C$6:$V$17,MATCH(AM528,$B$6:$B$17,0),MATCH(AK528&AL528,$C$2:$V$2,0)))","v":1613.7}]
[null,null,null,null,null,null,null,null,null,null,null,null,null,null,null,null,null,null,null,null,null,null,null,null,null,null,"Конвектор внутрипольный Royal Thermo ATRIUM-75/400/3000-DG-U-DB","НС-1477837","RT-A-75/400/3000-DG-U-DB",3,5,8,12,17,20,22,75,400,3000,"DG","U","DB",{"$f":"IF((IFERROR(IF(VLOOKUP(AK529,X:Y,2,0)=TRUE,1,0),0)+IFERROR(IF(VLOOKUP(AL529,X:Y,2,0)=TRUE,1,0),0)+IFERROR(IF(VLOOKUP(AN529,X:Y,2,0)=TRUE,1,0),0)+IFERROR(IF(VLOOKUP(AO529,X:Y,2,0)=TRUE,1,0),0)+IFERROR(IF(VLOOKUP(AP529,X:Y,2,0)=TRUE,1,0),0)+IF(AND(AM529>=Калькулятор!$C$14,AM529<=Калькулятор!$E$14),1,0)+IF(OR(AND(AS529>=Калькулятор!$C$11,AS529<=IF(ISBLANK(Калькулятор!$E$11),100000,Калькулятор!$E$11)),Калькулятор!$C$11&Калькулятор!$E$11=\"\"),1,0))=7,1,0)","v":0},{"$f":"SUM(AQ$2:AQ529)","v":240},{"$f":"IF(Калькулятор!$F$8<>70,ROUND(INDEX($C$6:$V$17,MATCH(AM529,$B$6:$B$17,0),MATCH(AK529&AL529,$C$2:$V$2,0))*(Калькулятор!$F$8/70)^справочно!$Y$2,0),ROUND(INDEX($C$6:$V$17,MATCH(AM529,$B$6:$B$17,0),MATCH(AK529&AL529,$C$2:$V$2,0)),0))","v":1739},"ЗО",{"$f":"3.6*AV529/(4.19*(Калькулятор!$C$8-Калькулятор!$D$8))","v":149.42147971360382},{"$f":"IF(Калькулятор!$F$8<>70,INDEX($C$6:$V$17,MATCH(AM529,$B$6:$B$17,0),MATCH(AK529&AL529,$C$2:$V$2,0))*(Калькулятор!$F$8/70)^справочно!$Y$2,INDEX($C$6:$V$17,MATCH(AM529,$B$6:$B$17,0),MATCH(AK529&AL529,$C$2:$V$2,0)))","v":1739.1000000000001}]
[null,null,null,null,null,null,null,null,null,null,null,null,null,null,null,null,null,null,null,null,null,null,null,null,null,null,"Конвектор внутрипольный Royal Thermo ATRIUM-90/200/800-DG-U-DB","НС-1477879","RT-A-90/200/800-DG-U-DB",3,5,8,12,16,19,21,90,200,800,"DG","U","DB",{"$f":"IF((IFERROR(IF(VLOOKUP(AK530,X:Y,2,0)=TRUE,1,0),0)+IFERROR(IF(VLOOKUP(AL530,X:Y,2,0)=TRUE,1,0),0)+IFERROR(IF(VLOOKUP(AN530,X:Y,2,0)=TRUE,1,0),0)+IFERROR(IF(VLOOKUP(AO530,X:Y,2,0)=TRUE,1,0),0)+IFERROR(IF(VLOOKUP(AP530,X:Y,2,0)=TRUE,1,0),0)+IF(AND(AM530>=Калькулятор!$C$14,AM530<=Калькулятор!$E$14),1,0)+IF(OR(AND(AS530>=Калькулятор!$C$11,AS530<=IF(ISBLANK(Калькулятор!$E$11),100000,Калькулятор!$E$11)),Калькулятор!$C$11&Калькулятор!$E$11=\"\"),1,0))=7,1,0)","v":0},{"$f":"SUM(AQ$2:AQ530)","v":240},{"$f":"IF(Калькулятор!$F$8<>70,ROUND(INDEX($C$6:$V$17,MATCH(AM530,$B$6:$B$17,0),MATCH(AK530&AL530,$C$2:$V$2,0))*(Калькулятор!$F$8/70)^справочно!$Y$2,0),ROUND(INDEX($C$6:$V$17,MATCH(AM530,$B$6:$B$17,0),MATCH(AK530&AL530,$C$2:$V$2,0)),0))","v":222},"ЗО",{"$f":"3.6*AV530/(4.19*(Калькулятор!$C$8-Калькулятор!$D$8))","v":19.091169451073984},{"$f":"IF(Калькулятор!$F$8<>70,INDEX($C$6:$V$17,MATCH(AM530,$B$6:$B$17,0),MATCH(AK530&AL530,$C$2:$V$2,0))*(Калькулятор!$F$8/70)^справочно!$Y$2,INDEX($C$6:$V$17,MATCH(AM530,$B$6:$B$17,0),MATCH(AK530&AL530,$C$2:$V$2,0)))","v":222.20000000000002}]
[null,null,null,null,null,null,null,null,null,null,null,null,null,null,null,null,null,null,null,null,null,null,null,null,null,null,"Конвектор внутрипольный Royal Thermo ATRIUM-90/200/1000-DG-U-DB","НС-1477846","RT-A-90/200/1000-DG-U-DB",3,5,8,12,17,20,22,90,200,1000,"DG","U","DB",{"$f":"IF((IFERROR(IF(VLOOKUP(AK531,X:Y,2,0)=TRUE,1,0),0)+IFERROR(IF(VLOOKUP(AL531,X:Y,2,0)=TRUE,1,0),0)+IFERROR(IF(VLOOKUP(AN531,X:Y,2,0)=TRUE,1,0),0)+IFERROR(IF(VLOOKUP(AO531,X:Y,2,0)=TRUE,1,0),0)+IFERROR(IF(VLOOKUP(AP531,X:Y,2,0)=TRUE,1,0),0)+IF(AND(AM531>=Калькулятор!$C$14,AM531<=Калькулятор!$E$14),1,0)+IF(OR(AND(AS531>=Калькулятор!$C$11,AS531<=IF(ISBLANK(Калькулятор!$E$11),100000,Калькулятор!$E$11)),Калькулятор!$C$11&Калькулятор!$E$11=\"\"),1,0))=7,1,0)","v":0},{"$f":"SUM(AQ$2:AQ531)","v":240},{"$f":"IF(Калькулятор!$F$8<>70,ROUND(INDEX($C$6:$V$17,MATCH(AM531,$B$6:$B$17,0),MATCH(AK531&AL531,$C$2:$V$2,0))*(Калькулятор!$F$8/70)^справочно!$Y$2,0),ROUND(INDEX($C$6:$V$17,MATCH(AM531,$B$6:$B$17,0),MATCH(AK531&AL531,$C$2:$V$2,0)),0))","v":306},"-",{"$f":"3.6*AV531/(4.19*(Калькулятор!$C$8-Калькулятор!$D$8))","v":26.273985680190929},{"$f":"IF(Калькулятор!$F$8<>70,INDEX($C$6:$V$17,MATCH(AM531,$B$6:$B$17,0),MATCH(AK531&AL531,$C$2:$V$2,0))*(Калькулятор!$F$8/70)^справочно!$Y$2,INDEX($C$6:$V$17,MATCH(AM531,$B$6:$B$17,0),MATCH(AK531&AL531,$C$2:$V$2,0)))","v":305.8}]
[null,null,null,null,null,null,null,null,null,null,null,null,null,null,null,null,null,null,null,null,null,null,null,null,null,null,"Конвектор внутрипольный Royal Thermo ATRIUM-90/200/1200-DG-U-DB","НС-1477849","RT-A-90/200/1200-DG-U-DB",3,5,8,12,17,20,22,90,200,1200,"DG","U","DB",{"$f":"IF((IFERROR(IF(VLOOKUP(AK532,X:Y,2,0)=TRUE,1,0),0)+IFERROR(IF(VLOOKUP(AL532,X:Y,2,0)=TRUE,1,0),0)+IFERROR(IF(VLOOKUP(AN532,X:Y,2,0)=TRUE,1,0),0)+IFERROR(IF(VLOOKUP(AO532,X:Y,2,0)=TRUE,1,0),0)+IFERROR(IF(VLOOKUP(AP532,X:Y,2,0)=TRUE,1,0),0)+IF(AND(AM532>=Калькулятор!$C$14,AM532<=Калькулятор!$E$14),1,0)+IF(OR(AND(AS532>=Калькулятор!$C$11,AS532<=IF(ISBLANK(Калькулятор!$E$11),100000,Калькулятор!$E$11)),Калькулятор!$C$11&Калькулятор!$E$11=\"\"),1,0))=7,1,0)","v":0},{"$f":"SUM(AQ$2:AQ532)","v":240},{"$f":"IF(Калькулятор!$F$8<>70,ROUND(INDEX($C$6:$V$17,MATCH(AM532,$B$6:$B$17,0),MATCH(AK532&AL532,$C$2:$V$2,0))*(Калькулятор!$F$8/70)^справочно!$Y$2,0),ROUND(INDEX($C$6:$V$17,MATCH(AM532,$B$6:$B$17,0),MATCH(AK532&AL532,$C$2:$V$2,0)),0))","v":391},"-",{"$f":"3.6*AV532/(4.19*(Калькулятор!$C$8-Калькулятор!$D$8))","v":33.551312649164679},{"$f":"IF(Калькулятор!$F$8<>70,INDEX($C$6:$V$17,MATCH(AM532,$B$6:$B$17,0),MATCH(AK532&AL532,$C$2:$V$2,0))*(Калькулятор!$F$8/70)^справочно!$Y$2,INDEX($C$6:$V$17,MATCH(AM532,$B$6:$B$17,0),MATCH(AK532&AL532,$C$2:$V$2,0)))","v":390.50000000000006}]
[null,null,null,null,null,null,null,null,null,null,null,null,null,null,null,null,null,null,null,null,null,null,null,null,null,null,"Конвектор внутрипольный Royal Thermo ATRIUM-90/200/1400-DG-U-DB","НС-1477852","RT-A-90/200/1400-DG-U-DB",3,5,8,12,17,20,22,90,200,1400,"DG","U","DB",{"$f":"IF((IFERROR(IF(VLOOKUP(AK533,X:Y,2,0)=TRUE,1,0),0)+IFERROR(IF(VLOOKUP(AL533,X:Y,2,0)=TRUE,1,0),0)+IFERROR(IF(VLOOKUP(AN533,X:Y,2,0)=TRUE,1,0),0)+IFERROR(IF(VLOOKUP(AO533,X:Y,2,0)=TRUE,1,0),0)+IFERROR(IF(VLOOKUP(AP533,X:Y,2,0)=TRUE,1,0),0)+IF(AND(AM533>=Калькулятор!$C$14,AM533<=Калькулятор!$E$14),1,0)+IF(OR(AND(AS533>=Калькулятор!$C$11,AS533<=IF(ISBLANK(Калькулятор!$E$11),100000,Калькулятор!$E$11)),Калькулятор!$C$11&Калькулятор!$E$11=\"\"),1,0))=7,1,0)","v":0},{"$f":"SUM(AQ$2:AQ533)","v":240},{"$f":"IF(Калькулятор!$F$8<>70,ROUND(INDEX($C$6:$V$17,MATCH(AM533,$B$6:$B$17,0),MATCH(AK533&AL533,$C$2:$V$2,0))*(Калькулятор!$F$8/70)^справочно!$Y$2,0),ROUND(INDEX($C$6:$V$17,MATCH(AM533,$B$6:$B$17,0),MATCH(AK533&AL533,$C$2:$V$2,0)),0))","v":474},"-",{"$f":"3.6*AV533/(4.19*(Калькулятор!$C$8-Калькулятор!$D$8))","v":40.734128878281624},{"$f":"IF(Калькулятор!$F$8<>70,INDEX($C$6:$V$17,MATCH(AM533,$B$6:$B$17,0),MATCH(AK533&AL533,$C$2:$V$2,0))*(Калькулятор!$F$8/70)^справочно!$Y$2,INDEX($C$6:$V$17,MATCH(AM533,$B$6:$B$17,0),MATCH(AK533&AL533,$C$2:$V$2,0)))","v":474.1}]
[null,null,null,null,null,null,null,null,null,null,null,null,null,null,null,null,null,null,null,null,null,null,null,null,null,null,"Конвектор внутрипольный Royal Thermo ATRIUM-90/200/1600-DG-U-DB","НС-1477855","RT-A-90/200/1600-DG-U-DB",3,5,8,12,17,20,22,90,200,1600,"DG","U","DB",{"$f":"IF((IFERROR(IF(VLOOKUP(AK534,X:Y,2,0)=TRUE,1,0),0)+IFERROR(IF(VLOOKUP(AL534,X:Y,2,0)=TRUE,1,0),0)+IFERROR(IF(VLOOKUP(AN534,X:Y,2,0)=TRUE,1,0),0)+IFERROR(IF(VLOOKUP(AO534,X:Y,2,0)=TRUE,1,0),0)+IFERROR(IF(VLOOKUP(AP534,X:Y,2,0)=TRUE,1,0),0)+IF(AND(AM534>=Калькулятор!$C$14,AM534<=Калькулятор!$E$14),1,0)+IF(OR(AND(AS534>=Калькулятор!$C$11,AS534<=IF(ISBLANK(Калькулятор!$E$11),100000,Калькулятор!$E$11)),Калькулятор!$C$11&Калькулятор!$E$11=\"\"),1,0))=7,1,0)","v":0},{"$f":"SUM(AQ$2:AQ534)","v":240},{"$f":"IF(Калькулятор!$F$8<>70,ROUND(INDEX($C$6:$V$17,MATCH(AM534,$B$6:$B$17,0),MATCH(AK534&AL534,$C$2:$V$2,0))*(Калькулятор!$F$8/70)^справочно!$Y$2,0),ROUND(INDEX($C$6:$V$17,MATCH(AM534,$B$6:$B$17,0),MATCH(AK534&AL534,$C$2:$V$2,0)),0))","v":559},"-",{"$f":"3.6*AV534/(4.19*(Калькулятор!$C$8-Калькулятор!$D$8))","v":48.01145584725537},{"$f":"IF(Калькулятор!$F$8<>70,INDEX($C$6:$V$17,MATCH(AM534,$B$6:$B$17,0),MATCH(AK534&AL534,$C$2:$V$2,0))*(Калькулятор!$F$8/70)^справочно!$Y$2,INDEX($C$6:$V$17,MATCH(AM534,$B$6:$B$17,0),MATCH(AK534&AL534,$C$2:$V$2,0)))","v":558.80000000000007}]
[null,null,null,null,null,null,null,null,null,null,null,null,null,null,null,null,null,null,null,null,null,null,null,null,null,null,"Конвектор внутрипольный Royal Thermo ATRIUM-90/200/1800-DG-U-DB","НС-1477858","RT-A-90/200/1800-DG-U-DB",3,5,8,12,17,20,22,90,200,1800,"DG","U","DB",{"$f":"IF((IFERROR(IF(VLOOKUP(AK535,X:Y,2,0)=TRUE,1,0),0)+IFERROR(IF(VLOOKUP(AL535,X:Y,2,0)=TRUE,1,0),0)+IFERROR(IF(VLOOKUP(AN535,X:Y,2,0)=TRUE,1,0),0)+IFERROR(IF(VLOOKUP(AO535,X:Y,2,0)=TRUE,1,0),0)+IFERROR(IF(VLOOKUP(AP535,X:Y,2,0)=TRUE,1,0),0)+IF(AND(AM535>=Калькулятор!$C$14,AM535<=Калькулятор!$E$14),1,0)+IF(OR(AND(AS535>=Калькулятор!$C$11,AS535<=IF(ISBLANK(Калькулятор!$E$11),100000,Калькулятор!$E$11)),Калькулятор!$C$11&Калькулятор!$E$11=\"\"),1,0))=7,1,0)","v":0},{"$f":"SUM(AQ$2:AQ535)","v":240},{"$f":"IF(Калькулятор!$F$8<>70,ROUND(INDEX($C$6:$V$17,MATCH(AM535,$B$6:$B$17,0),MATCH(AK535&AL535,$C$2:$V$2,0))*(Калькулятор!$F$8/70)^справочно!$Y$2,0),ROUND(INDEX($C$6:$V$17,MATCH(AM535,$B$6:$B$17,0),MATCH(AK535&AL535,$C$2:$V$2,0)),0))","v":642},"-",{"$f":"3.6*AV535/(4.19*(Калькулятор!$C$8-Калькулятор!$D$8))","v":55.194272076372314},{"$f":"IF(Калькулятор!$F$8<>70,INDEX($C$6:$V$17,MATCH(AM535,$B$6:$B$17,0),MATCH(AK535&AL535,$C$2:$V$2,0))*(Калькулятор!$F$8/70)^справочно!$Y$2,INDEX($C$6:$V$17,MATCH(AM535,$B$6:$B$17,0),MATCH(AK535&AL535,$C$2:$V$2,0)))","v":642.40000000000009}]
[null,null,null,null,null,null,null,null,null,null,null,null,null,null,null,null,null,null,null,null,null,null,null,null,null,null,"Конвектор внутрипольный Royal Thermo ATRIUM-90/200/2000-DG-U-DB","НС-1477861","RT-A-90/200/2000-DG-U-DB",3,5,8,12,17,20,22,90,200,2000,"DG","U","DB",{"$f":"IF((IFERROR(IF(VLOOKUP(AK536,X:Y,2,0)=TRUE,1,0),0)+IFERROR(IF(VLOOKUP(AL536,X:Y,2,0)=TRUE,1,0),0)+IFERROR(IF(VLOOKUP(AN536,X:Y,2,0)=TRUE,1,0),0)+IFERROR(IF(VLOOKUP(AO536,X:Y,2,0)=TRUE,1,0),0)+IFERROR(IF(VLOOKUP(AP536,X:Y,2,0)=TRUE,1,0),0)+IF(AND(AM536>=Калькулятор!$C$14,AM536<=Калькулятор!$E$14),1,0)+IF(OR(AND(AS536>=Калькулятор!$C$11,AS536<=IF(ISBLANK(Калькулятор!$E$11),100000,Калькулятор!$E$11)),Калькулятор!$C$11&Калькулятор!$E$11=\"\"),1,0))=7,1,0)","v":0},{"$f":"SUM(AQ$2:AQ536)","v":240},{"$f":"IF(Калькулятор!$F$8<>70,ROUND(INDEX($C$6:$V$17,MATCH(AM536,$B$6:$B$17,0),MATCH(AK536&AL536,$C$2:$V$2,0))*(Калькулятор!$F$8/70)^справочно!$Y$2,0),ROUND(INDEX($C$6:$V$17,MATCH(AM536,$B$6:$B$17,0),MATCH(AK536&AL536,$C$2:$V$2,0)),0))","v":726},"-",{"$f":"3.6*AV536/(4.19*(Калькулятор!$C$8-Калькулятор!$D$8))","v":62.377088305489259},{"$f":"IF(Калькулятор!$F$8<>70,INDEX($C$6:$V$17,MATCH(AM536,$B$6:$B$17,0),MATCH(AK536&AL536,$C$2:$V$2,0))*(Калькулятор!$F$8/70)^справочно!$Y$2,INDEX($C$6:$V$17,MATCH(AM536,$B$6:$B$17,0),MATCH(AK536&AL536,$C$2:$V$2,0)))","v":726.00000000000011}]
[null,null,null,null,null,null,null,null,null,null,null,null,null,null,null,null,null,null,null,null,null,null,null,null,null,null,"Конвектор внутрипольный Royal Thermo ATRIUM-90/200/2200-DG-U-DB","НС-1477864","RT-A-90/200/2200-DG-U-DB",3,5,8,12,17,20,22,90,200,2200,"DG","U","DB",{"$f":"IF((IFERROR(IF(VLOOKUP(AK537,X:Y,2,0)=TRUE,1,0),0)+IFERROR(IF(VLOOKUP(AL537,X:Y,2,0)=TRUE,1,0),0)+IFERROR(IF(VLOOKUP(AN537,X:Y,2,0)=TRUE,1,0),0)+IFERROR(IF(VLOOKUP(AO537,X:Y,2,0)=TRUE,1,0),0)+IFERROR(IF(VLOOKUP(AP537,X:Y,2,0)=TRUE,1,0),0)+IF(AND(AM537>=Калькулятор!$C$14,AM537<=Калькулятор!$E$14),1,0)+IF(OR(AND(AS537>=Калькулятор!$C$11,AS537<=IF(ISBLANK(Калькулятор!$E$11),100000,Калькулятор!$E$11)),Калькулятор!$C$11&Калькулятор!$E$11=\"\"),1,0))=7,1,0)","v":0},{"$f":"SUM(AQ$2:AQ537)","v":240},{"$f":"IF(Калькулятор!$F$8<>70,ROUND(INDEX($C$6:$V$17,MATCH(AM537,$B$6:$B$17,0),MATCH(AK537&AL537,$C$2:$V$2,0))*(Калькулятор!$F$8/70)^справочно!$Y$2,0),ROUND(INDEX($C$6:$V$17,MATCH(AM537,$B$6:$B$17,0),MATCH(AK537&AL537,$C$2:$V$2,0)),0))","v":811},"-",{"$f":"3.6*AV537/(4.19*(Калькулятор!$C$8-Калькулятор!$D$8))","v":69.654415274463005},{"$f":"IF(Калькулятор!$F$8<>70,INDEX($C$6:$V$17,MATCH(AM537,$B$6:$B$17,0),MATCH(AK537&AL537,$C$2:$V$2,0))*(Калькулятор!$F$8/70)^справочно!$Y$2,INDEX($C$6:$V$17,MATCH(AM537,$B$6:$B$17,0),MATCH(AK537&AL537,$C$2:$V$2,0)))","v":810.7}]
[null,null,null,null,null,null,null,null,null,null,null,null,null,null,null,null,null,null,null,null,null,null,null,null,null,null,"Конвектор внутрипольный Royal Thermo ATRIUM-90/200/2400-DG-U-DB","НС-1477867","RT-A-90/200/2400-DG-U-DB",3,5,8,12,17,20,22,90,200,2400,"DG","U","DB",{"$f":"IF((IFERROR(IF(VLOOKUP(AK538,X:Y,2,0)=TRUE,1,0),0)+IFERROR(IF(VLOOKUP(AL538,X:Y,2,0)=TRUE,1,0),0)+IFERROR(IF(VLOOKUP(AN538,X:Y,2,0)=TRUE,1,0),0)+IFERROR(IF(VLOOKUP(AO538,X:Y,2,0)=TRUE,1,0),0)+IFERROR(IF(VLOOKUP(AP538,X:Y,2,0)=TRUE,1,0),0)+IF(AND(AM538>=Калькулятор!$C$14,AM538<=Калькулятор!$E$14),1,0)+IF(OR(AND(AS538>=Калькулятор!$C$11,AS538<=IF(ISBLANK(Калькулятор!$E$11),100000,Калькулятор!$E$11)),Калькулятор!$C$11&Калькулятор!$E$11=\"\"),1,0))=7,1,0)","v":0},{"$f":"SUM(AQ$2:AQ538)","v":240},{"$f":"IF(Калькулятор!$F$8<>70,ROUND(INDEX($C$6:$V$17,MATCH(AM538,$B$6:$B$17,0),MATCH(AK538&AL538,$C$2:$V$2,0))*(Калькулятор!$F$8/70)^справочно!$Y$2,0),ROUND(INDEX($C$6:$V$17,MATCH(AM538,$B$6:$B$17,0),MATCH(AK538&AL538,$C$2:$V$2,0)),0))","v":894},"-",{"$f":"3.6*AV538/(4.19*(Калькулятор!$C$8-Калькулятор!$D$8))","v":76.837231503579957},{"$f":"IF(Калькулятор!$F$8<>70,INDEX($C$6:$V$17,MATCH(AM538,$B$6:$B$17,0),MATCH(AK538&AL538,$C$2:$V$2,0))*(Калькулятор!$F$8/70)^справочно!$Y$2,INDEX($C$6:$V$17,MATCH(AM538,$B$6:$B$17,0),MATCH(AK538&AL538,$C$2:$V$2,0)))","v":894.30000000000007}]
[null,null,null,null,null,null,null,null,null,null,null,null,null,null,null,null,null,null,null,null,null,null,null,null,null,null,"Конвектор внутрипольный Royal Thermo ATRIUM-90/200/2600-DG-U-DB","НС-1477870","RT-A-90/200/2600-DG-U-DB",3,5,8,12,17,20,22,90,200,2600,"DG","U","DB",{"$f":"IF((IFERROR(IF(VLOOKUP(AK539,X:Y,2,0)=TRUE,1,0),0)+IFERROR(IF(VLOOKUP(AL539,X:Y,2,0)=TRUE,1,0),0)+IFERROR(IF(VLOOKUP(AN539,X:Y,2,0)=TRUE,1,0),0)+IFERROR(IF(VLOOKUP(AO539,X:Y,2,0)=TRUE,1,0),0)+IFERROR(IF(VLOOKUP(AP539,X:Y,2,0)=TRUE,1,0),0)+IF(AND(AM539>=Калькулятор!$C$14,AM539<=Калькулятор!$E$14),1,0)+IF(OR(AND(AS539>=Калькулятор!$C$11,AS539<=IF(ISBLANK(Калькулятор!$E$11),100000,Калькулятор!$E$11)),Калькулятор!$C$11&Калькулятор!$E$11=\"\"),1,0))=7,1,0)","v":0},{"$f":"SUM(AQ$2:AQ539)","v":240},{"$f":"IF(Калькулятор!$F$8<>70,ROUND(INDEX($C$6:$V$17,MATCH(AM539,$B$6:$B$17,0),MATCH(AK539&AL539,$C$2:$V$2,0))*(Калькулятор!$F$8/70)^справочно!$Y$2,0),ROUND(INDEX($C$6:$V$17,MATCH(AM539,$B$6:$B$17,0),MATCH(AK539&AL539,$C$2:$V$2,0)),0))","v":978},"ЗО",{"$f":"3.6*AV539/(4.19*(Калькулятор!$C$8-Калькулятор!$D$8))","v":84.020047732696895},{"$f":"IF(Калькулятор!$F$8<>70,INDEX($C$6:$V$17,MATCH(AM539,$B$6:$B$17,0),MATCH(AK539&AL539,$C$2:$V$2,0))*(Калькулятор!$F$8/70)^справочно!$Y$2,INDEX($C$6:$V$17,MATCH(AM539,$B$6:$B$17,0),MATCH(AK539&AL539,$C$2:$V$2,0)))","v":977.90000000000009}]
[null,null,null,null,null,null,null,null,null,null,null,null,null,null,null,null,null,null,null,null,null,null,null,null,null,null,"Конвектор внутрипольный Royal Thermo ATRIUM-90/200/2800-DG-U-DB","НС-1477873","RT-A-90/200/2800-DG-U-DB",3,5,8,12,17,20,22,90,200,2800,"DG","U","DB",{"$f":"IF((IFERROR(IF(VLOOKUP(AK540,X:Y,2,0)=TRUE,1,0),0)+IFERROR(IF(VLOOKUP(AL540,X:Y,2,0)=TRUE,1,0),0)+IFERROR(IF(VLOOKUP(AN540,X:Y,2,0)=TRUE,1,0),0)+IFERROR(IF(VLOOKUP(AO540,X:Y,2,0)=TRUE,1,0),0)+IFERROR(IF(VLOOKUP(AP540,X:Y,2,0)=TRUE,1,0),0)+IF(AND(AM540>=Калькулятор!$C$14,AM540<=Калькулятор!$E$14),1,0)+IF(OR(AND(AS540>=Калькулятор!$C$11,AS540<=IF(ISBLANK(Калькулятор!$E$11),100000,Калькулятор!$E$11)),Калькулятор!$C$11&Калькулятор!$E$11=\"\"),1,0))=7,1,0)","v":0},{"$f":"SUM(AQ$2:AQ540)","v":240},{"$f":"IF(Калькулятор!$F$8<>70,ROUND(INDEX($C$6:$V$17,MATCH(AM540,$B$6:$B$17,0),MATCH(AK540&AL540,$C$2:$V$2,0))*(Калькулятор!$F$8/70)^справочно!$Y$2,0),ROUND(INDEX($C$6:$V$17,MATCH(AM540,$B$6:$B$17,0),MATCH(AK540&AL540,$C$2:$V$2,0)),0))","v":1063},"ЗО",{"$f":"3.6*AV540/(4.19*(Калькулятор!$C$8-Калькулятор!$D$8))","v":91.297374701670648},{"$f":"IF(Калькулятор!$F$8<>70,INDEX($C$6:$V$17,MATCH(AM540,$B$6:$B$17,0),MATCH(AK540&AL540,$C$2:$V$2,0))*(Калькулятор!$F$8/70)^справочно!$Y$2,INDEX($C$6:$V$17,MATCH(AM540,$B$6:$B$17,0),MATCH(AK540&AL540,$C$2:$V$2,0)))","v":1062.6000000000001}]
[null,null,null,null,null,null,null,null,null,null,null,null,null,null,null,null,null,null,null,null,null,null,null,null,null,null,"Конвектор внутрипольный Royal Thermo ATRIUM-90/200/3000-DG-U-DB","НС-1477876","RT-A-90/200/3000-DG-U-DB",3,5,8,12,17,20,22,90,200,3000,"DG","U","DB",{"$f":"IF((IFERROR(IF(VLOOKUP(AK541,X:Y,2,0)=TRUE,1,0),0)+IFERROR(IF(VLOOKUP(AL541,X:Y,2,0)=TRUE,1,0),0)+IFERROR(IF(VLOOKUP(AN541,X:Y,2,0)=TRUE,1,0),0)+IFERROR(IF(VLOOKUP(AO541,X:Y,2,0)=TRUE,1,0),0)+IFERROR(IF(VLOOKUP(AP541,X:Y,2,0)=TRUE,1,0),0)+IF(AND(AM541>=Калькулятор!$C$14,AM541<=Калькулятор!$E$14),1,0)+IF(OR(AND(AS541>=Калькулятор!$C$11,AS541<=IF(ISBLANK(Калькулятор!$E$11),100000,Калькулятор!$E$11)),Калькулятор!$C$11&Калькулятор!$E$11=\"\"),1,0))=7,1,0)","v":0},{"$f":"SUM(AQ$2:AQ541)","v":240},{"$f":"IF(Калькулятор!$F$8<>70,ROUND(INDEX($C$6:$V$17,MATCH(AM541,$B$6:$B$17,0),MATCH(AK541&AL541,$C$2:$V$2,0))*(Калькулятор!$F$8/70)^справочно!$Y$2,0),ROUND(INDEX($C$6:$V$17,MATCH(AM541,$B$6:$B$17,0),MATCH(AK541&AL541,$C$2:$V$2,0)),0))","v":1146},"ЗО",{"$f":"3.6*AV541/(4.19*(Калькулятор!$C$8-Калькулятор!$D$8))","v":98.480190930787586},{"$f":"IF(Калькулятор!$F$8<>70,INDEX($C$6:$V$17,MATCH(AM541,$B$6:$B$17,0),MATCH(AK541&AL541,$C$2:$V$2,0))*(Калькулятор!$F$8/70)^справочно!$Y$2,INDEX($C$6:$V$17,MATCH(AM541,$B$6:$B$17,0),MATCH(AK541&AL541,$C$2:$V$2,0)))","v":1146.2}]
[null,null,null,null,null,null,null,null,null,null,null,null,null,null,null,null,null,null,null,null,null,null,null,null,null,null,"Конвектор внутрипольный Royal Thermo ATRIUM-90/250/800-DG-U-DB","НС-1477918","RT-A-90/250/800-DG-U-DB",3,5,8,12,16,19,21,90,250,800,"DG","U","DB",{"$f":"IF((IFERROR(IF(VLOOKUP(AK542,X:Y,2,0)=TRUE,1,0),0)+IFERROR(IF(VLOOKUP(AL542,X:Y,2,0)=TRUE,1,0),0)+IFERROR(IF(VLOOKUP(AN542,X:Y,2,0)=TRUE,1,0),0)+IFERROR(IF(VLOOKUP(AO542,X:Y,2,0)=TRUE,1,0),0)+IFERROR(IF(VLOOKUP(AP542,X:Y,2,0)=TRUE,1,0),0)+IF(AND(AM542>=Калькулятор!$C$14,AM542<=Калькулятор!$E$14),1,0)+IF(OR(AND(AS542>=Калькулятор!$C$11,AS542<=IF(ISBLANK(Калькулятор!$E$11),100000,Калькулятор!$E$11)),Калькулятор!$C$11&Калькулятор!$E$11=\"\"),1,0))=7,1,0)","v":0},{"$f":"SUM(AQ$2:AQ542)","v":240},{"$f":"IF(Калькулятор!$F$8<>70,ROUND(INDEX($C$6:$V$17,MATCH(AM542,$B$6:$B$17,0),MATCH(AK542&AL542,$C$2:$V$2,0))*(Калькулятор!$F$8/70)^справочно!$Y$2,0),ROUND(INDEX($C$6:$V$17,MATCH(AM542,$B$6:$B$17,0),MATCH(AK542&AL542,$C$2:$V$2,0)),0))","v":290},"ЗО",{"$f":"3.6*AV542/(4.19*(Калькулятор!$C$8-Калькулятор!$D$8))","v":24.950835322195701},{"$f":"IF(Калькулятор!$F$8<>70,INDEX($C$6:$V$17,MATCH(AM542,$B$6:$B$17,0),MATCH(AK542&AL542,$C$2:$V$2,0))*(Калькулятор!$F$8/70)^справочно!$Y$2,INDEX($C$6:$V$17,MATCH(AM542,$B$6:$B$17,0),MATCH(AK542&AL542,$C$2:$V$2,0)))","v":290.40000000000003}]
[null,null,null,null,null,null,null,null,null,null,null,null,null,null,null,null,null,null,null,null,null,null,null,null,null,null,"Конвектор внутрипольный Royal Thermo ATRIUM-90/250/1000-DG-U-DB","НС-1477885","RT-A-90/250/1000-DG-U-DB",3,5,8,12,17,20,22,90,250,1000,"DG","U","DB",{"$f":"IF((IFERROR(IF(VLOOKUP(AK543,X:Y,2,0)=TRUE,1,0),0)+IFERROR(IF(VLOOKUP(AL543,X:Y,2,0)=TRUE,1,0),0)+IFERROR(IF(VLOOKUP(AN543,X:Y,2,0)=TRUE,1,0),0)+IFERROR(IF(VLOOKUP(AO543,X:Y,2,0)=TRUE,1,0),0)+IFERROR(IF(VLOOKUP(AP543,X:Y,2,0)=TRUE,1,0),0)+IF(AND(AM543>=Калькулятор!$C$14,AM543<=Калькулятор!$E$14),1,0)+IF(OR(AND(AS543>=Калькулятор!$C$11,AS543<=IF(ISBLANK(Калькулятор!$E$11),100000,Калькулятор!$E$11)),Калькулятор!$C$11&Калькулятор!$E$11=\"\"),1,0))=7,1,0)","v":0},{"$f":"SUM(AQ$2:AQ543)","v":240},{"$f":"IF(Калькулятор!$F$8<>70,ROUND(INDEX($C$6:$V$17,MATCH(AM543,$B$6:$B$17,0),MATCH(AK543&AL543,$C$2:$V$2,0))*(Калькулятор!$F$8/70)^справочно!$Y$2,0),ROUND(INDEX($C$6:$V$17,MATCH(AM543,$B$6:$B$17,0),MATCH(AK543&AL543,$C$2:$V$2,0)),0))","v":388},"-",{"$f":"3.6*AV543/(4.19*(Калькулятор!$C$8-Калькулятор!$D$8))","v":33.362291169451069},{"$f":"IF(Калькулятор!$F$8<>70,INDEX($C$6:$V$17,MATCH(AM543,$B$6:$B$17,0),MATCH(AK543&AL543,$C$2:$V$2,0))*(Калькулятор!$F$8/70)^справочно!$Y$2,INDEX($C$6:$V$17,MATCH(AM543,$B$6:$B$17,0),MATCH(AK543&AL543,$C$2:$V$2,0)))","v":388.3}]
[null,null,null,null,null,null,null,null,null,null,null,null,null,null,null,null,null,null,null,null,null,null,null,null,null,null,"Конвектор внутрипольный Royal Thermo ATRIUM-90/250/1200-DG-U-DB","НС-1477888","RT-A-90/250/1200-DG-U-DB",3,5,8,12,17,20,22,90,250,1200,"DG","U","DB",{"$f":"IF((IFERROR(IF(VLOOKUP(AK544,X:Y,2,0)=TRUE,1,0),0)+IFERROR(IF(VLOOKUP(AL544,X:Y,2,0)=TRUE,1,0),0)+IFERROR(IF(VLOOKUP(AN544,X:Y,2,0)=TRUE,1,0),0)+IFERROR(IF(VLOOKUP(AO544,X:Y,2,0)=TRUE,1,0),0)+IFERROR(IF(VLOOKUP(AP544,X:Y,2,0)=TRUE,1,0),0)+IF(AND(AM544>=Калькулятор!$C$14,AM544<=Калькулятор!$E$14),1,0)+IF(OR(AND(AS544>=Калькулятор!$C$11,AS544<=IF(ISBLANK(Калькулятор!$E$11),100000,Калькулятор!$E$11)),Калькулятор!$C$11&Калькулятор!$E$11=\"\"),1,0))=7,1,0)","v":0},{"$f":"SUM(AQ$2:AQ544)","v":240},{"$f":"IF(Калькулятор!$F$8<>70,ROUND(INDEX($C$6:$V$17,MATCH(AM544,$B$6:$B$17,0),MATCH(AK544&AL544,$C$2:$V$2,0))*(Калькулятор!$F$8/70)^справочно!$Y$2,0),ROUND(INDEX($C$6:$V$17,MATCH(AM544,$B$6:$B$17,0),MATCH(AK544&AL544,$C$2:$V$2,0)),0))","v":485},"-",{"$f":"3.6*AV544/(4.19*(Калькулятор!$C$8-Калькулятор!$D$8))","v":41.679236276849636},{"$f":"IF(Калькулятор!$F$8<>70,INDEX($C$6:$V$17,MATCH(AM544,$B$6:$B$17,0),MATCH(AK544&AL544,$C$2:$V$2,0))*(Калькулятор!$F$8/70)^справочно!$Y$2,INDEX($C$6:$V$17,MATCH(AM544,$B$6:$B$17,0),MATCH(AK544&AL544,$C$2:$V$2,0)))","v":485.1}]
[null,null,null,null,null,null,null,null,null,null,null,null,null,null,null,null,null,null,null,null,null,null,null,null,null,null,"Конвектор внутрипольный Royal Thermo ATRIUM-90/250/1400-DG-U-DB","НС-1477891","RT-A-90/250/1400-DG-U-DB",3,5,8,12,17,20,22,90,250,1400,"DG","U","DB",{"$f":"IF((IFERROR(IF(VLOOKUP(AK545,X:Y,2,0)=TRUE,1,0),0)+IFERROR(IF(VLOOKUP(AL545,X:Y,2,0)=TRUE,1,0),0)+IFERROR(IF(VLOOKUP(AN545,X:Y,2,0)=TRUE,1,0),0)+IFERROR(IF(VLOOKUP(AO545,X:Y,2,0)=TRUE,1,0),0)+IFERROR(IF(VLOOKUP(AP545,X:Y,2,0)=TRUE,1,0),0)+IF(AND(AM545>=Калькулятор!$C$14,AM545<=Калькулятор!$E$14),1,0)+IF(OR(AND(AS545>=Калькулятор!$C$11,AS545<=IF(ISBLANK(Калькулятор!$E$11),100000,Калькулятор!$E$11)),Калькулятор!$C$11&Калькулятор!$E$11=\"\"),1,0))=7,1,0)","v":0},{"$f":"SUM(AQ$2:AQ545)","v":240},{"$f":"IF(Калькулятор!$F$8<>70,ROUND(INDEX($C$6:$V$17,MATCH(AM545,$B$6:$B$17,0),MATCH(AK545&AL545,$C$2:$V$2,0))*(Калькулятор!$F$8/70)^справочно!$Y$2,0),ROUND(INDEX($C$6:$V$17,MATCH(AM545,$B$6:$B$17,0),MATCH(AK545&AL545,$C$2:$V$2,0)),0))","v":580},"-",{"$f":"3.6*AV545/(4.19*(Калькулятор!$C$8-Калькулятор!$D$8))","v":49.807159904534601},{"$f":"IF(Калькулятор!$F$8<>70,INDEX($C$6:$V$17,MATCH(AM545,$B$6:$B$17,0),MATCH(AK545&AL545,$C$2:$V$2,0))*(Калькулятор!$F$8/70)^справочно!$Y$2,INDEX($C$6:$V$17,MATCH(AM545,$B$6:$B$17,0),MATCH(AK545&AL545,$C$2:$V$2,0)))","v":579.70000000000005}]
[null,null,null,null,null,null,null,null,null,null,null,null,null,null,null,null,null,null,null,null,null,null,null,null,null,null,"Конвектор внутрипольный Royal Thermo ATRIUM-90/250/1600-DG-U-DB","НС-1477894","RT-A-90/250/1600-DG-U-DB",3,5,8,12,17,20,22,90,250,1600,"DG","U","DB",{"$f":"IF((IFERROR(IF(VLOOKUP(AK546,X:Y,2,0)=TRUE,1,0),0)+IFERROR(IF(VLOOKUP(AL546,X:Y,2,0)=TRUE,1,0),0)+IFERROR(IF(VLOOKUP(AN546,X:Y,2,0)=TRUE,1,0),0)+IFERROR(IF(VLOOKUP(AO546,X:Y,2,0)=TRUE,1,0),0)+IFERROR(IF(VLOOKUP(AP546,X:Y,2,0)=TRUE,1,0),0)+IF(AND(AM546>=Калькулятор!$C$14,AM546<=Калькулятор!$E$14),1,0)+IF(OR(AND(AS546>=Калькулятор!$C$11,AS546<=IF(ISBLANK(Калькулятор!$E$11),100000,Калькулятор!$E$11)),Калькулятор!$C$11&Калькулятор!$E$11=\"\"),1,0))=7,1,0)","v":0},{"$f":"SUM(AQ$2:AQ546)","v":240},{"$f":"IF(Калькулятор!$F$8<>70,ROUND(INDEX($C$6:$V$17,MATCH(AM546,$B$6:$B$17,0),MATCH(AK546&AL546,$C$2:$V$2,0))*(Калькулятор!$F$8/70)^справочно!$Y$2,0),ROUND(INDEX($C$6:$V$17,MATCH(AM546,$B$6:$B$17,0),MATCH(AK546&AL546,$C$2:$V$2,0)),0))","v":680},"-",{"$f":"3.6*AV546/(4.19*(Калькулятор!$C$8-Калькулятор!$D$8))","v":58.407637231503578},{"$f":"IF(Калькулятор!$F$8<>70,INDEX($C$6:$V$17,MATCH(AM546,$B$6:$B$17,0),MATCH(AK546&AL546,$C$2:$V$2,0))*(Калькулятор!$F$8/70)^справочно!$Y$2,INDEX($C$6:$V$17,MATCH(AM546,$B$6:$B$17,0),MATCH(AK546&AL546,$C$2:$V$2,0)))","v":679.80000000000007}]
[null,null,null,null,null,null,null,null,null,null,null,null,null,null,null,null,null,null,null,null,null,null,null,null,null,null,"Конвектор внутрипольный Royal Thermo ATRIUM-90/250/1800-DG-U-DB","НС-1477897","RT-A-90/250/1800-DG-U-DB",3,5,8,12,17,20,22,90,250,1800,"DG","U","DB",{"$f":"IF((IFERROR(IF(VLOOKUP(AK547,X:Y,2,0)=TRUE,1,0),0)+IFERROR(IF(VLOOKUP(AL547,X:Y,2,0)=TRUE,1,0),0)+IFERROR(IF(VLOOKUP(AN547,X:Y,2,0)=TRUE,1,0),0)+IFERROR(IF(VLOOKUP(AO547,X:Y,2,0)=TRUE,1,0),0)+IFERROR(IF(VLOOKUP(AP547,X:Y,2,0)=TRUE,1,0),0)+IF(AND(AM547>=Калькулятор!$C$14,AM547<=Калькулятор!$E$14),1,0)+IF(OR(AND(AS547>=Калькулятор!$C$11,AS547<=IF(ISBLANK(Калькулятор!$E$11),100000,Калькулятор!$E$11)),Калькулятор!$C$11&Калькулятор!$E$11=\"\"),1,0))=7,1,0)","v":0},{"$f":"SUM(AQ$2:AQ547)","v":240},{"$f":"IF(Калькулятор!$F$8<>70,ROUND(INDEX($C$6:$V$17,MATCH(AM547,$B$6:$B$17,0),MATCH(AK547&AL547,$C$2:$V$2,0))*(Калькулятор!$F$8/70)^справочно!$Y$2,0),ROUND(INDEX($C$6:$V$17,MATCH(AM547,$B$6:$B$17,0),MATCH(AK547&AL547,$C$2:$V$2,0)),0))","v":778},"-",{"$f":"3.6*AV547/(4.19*(Калькулятор!$C$8-Калькулятор!$D$8))","v":66.819093078758954},{"$f":"IF(Калькулятор!$F$8<>70,INDEX($C$6:$V$17,MATCH(AM547,$B$6:$B$17,0),MATCH(AK547&AL547,$C$2:$V$2,0))*(Калькулятор!$F$8/70)^справочно!$Y$2,INDEX($C$6:$V$17,MATCH(AM547,$B$6:$B$17,0),MATCH(AK547&AL547,$C$2:$V$2,0)))","v":777.7}]
[null,null,null,null,null,null,null,null,null,null,null,null,null,null,null,null,null,null,null,null,null,null,null,null,null,null,"Конвектор внутрипольный Royal Thermo ATRIUM-90/250/2000-DG-U-DB","НС-1477900","RT-A-90/250/2000-DG-U-DB",3,5,8,12,17,20,22,90,250,2000,"DG","U","DB",{"$f":"IF((IFERROR(IF(VLOOKUP(AK548,X:Y,2,0)=TRUE,1,0),0)+IFERROR(IF(VLOOKUP(AL548,X:Y,2,0)=TRUE,1,0),0)+IFERROR(IF(VLOOKUP(AN548,X:Y,2,0)=TRUE,1,0),0)+IFERROR(IF(VLOOKUP(AO548,X:Y,2,0)=TRUE,1,0),0)+IFERROR(IF(VLOOKUP(AP548,X:Y,2,0)=TRUE,1,0),0)+IF(AND(AM548>=Калькулятор!$C$14,AM548<=Калькулятор!$E$14),1,0)+IF(OR(AND(AS548>=Калькулятор!$C$11,AS548<=IF(ISBLANK(Калькулятор!$E$11),100000,Калькулятор!$E$11)),Калькулятор!$C$11&Калькулятор!$E$11=\"\"),1,0))=7,1,0)","v":0},{"$f":"SUM(AQ$2:AQ548)","v":240},{"$f":"IF(Калькулятор!$F$8<>70,ROUND(INDEX($C$6:$V$17,MATCH(AM548,$B$6:$B$17,0),MATCH(AK548&AL548,$C$2:$V$2,0))*(Калькулятор!$F$8/70)^справочно!$Y$2,0),ROUND(INDEX($C$6:$V$17,MATCH(AM548,$B$6:$B$17,0),MATCH(AK548&AL548,$C$2:$V$2,0)),0))","v":875},"-",{"$f":"3.6*AV548/(4.19*(Калькулятор!$C$8-Калькулятор!$D$8))","v":75.136038186157521},{"$f":"IF(Калькулятор!$F$8<>70,INDEX($C$6:$V$17,MATCH(AM548,$B$6:$B$17,0),MATCH(AK548&AL548,$C$2:$V$2,0))*(Калькулятор!$F$8/70)^справочно!$Y$2,INDEX($C$6:$V$17,MATCH(AM548,$B$6:$B$17,0),MATCH(AK548&AL548,$C$2:$V$2,0)))","v":874.50000000000011}]
[null,null,null,null,null,null,null,null,null,null,null,null,null,null,null,null,null,null,null,null,null,null,null,null,null,null,"Конвектор внутрипольный Royal Thermo ATRIUM-90/250/2200-DG-U-DB","НС-1477903","RT-A-90/250/2200-DG-U-DB",3,5,8,12,17,20,22,90,250,2200,"DG","U","DB",{"$f":"IF((IFERROR(IF(VLOOKUP(AK549,X:Y,2,0)=TRUE,1,0),0)+IFERROR(IF(VLOOKUP(AL549,X:Y,2,0)=TRUE,1,0),0)+IFERROR(IF(VLOOKUP(AN549,X:Y,2,0)=TRUE,1,0),0)+IFERROR(IF(VLOOKUP(AO549,X:Y,2,0)=TRUE,1,0),0)+IFERROR(IF(VLOOKUP(AP549,X:Y,2,0)=TRUE,1,0),0)+IF(AND(AM549>=Калькулятор!$C$14,AM549<=Калькулятор!$E$14),1,0)+IF(OR(AND(AS549>=Калькулятор!$C$11,AS549<=IF(ISBLANK(Калькулятор!$E$11),100000,Калькулятор!$E$11)),Калькулятор!$C$11&Калькулятор!$E$11=\"\"),1,0))=7,1,0)","v":0},{"$f":"SUM(AQ$2:AQ549)","v":240},{"$f":"IF(Калькулятор!$F$8<>70,ROUND(INDEX($C$6:$V$17,MATCH(AM549,$B$6:$B$17,0),MATCH(AK549&AL549,$C$2:$V$2,0))*(Калькулятор!$F$8/70)^справочно!$Y$2,0),ROUND(INDEX($C$6:$V$17,MATCH(AM549,$B$6:$B$17,0),MATCH(AK549&AL549,$C$2:$V$2,0)),0))","v":971},"-",{"$f":"3.6*AV549/(4.19*(Калькулятор!$C$8-Калькулятор!$D$8))","v":83.452983293556088},{"$f":"IF(Калькулятор!$F$8<>70,INDEX($C$6:$V$17,MATCH(AM549,$B$6:$B$17,0),MATCH(AK549&AL549,$C$2:$V$2,0))*(Калькулятор!$F$8/70)^справочно!$Y$2,INDEX($C$6:$V$17,MATCH(AM549,$B$6:$B$17,0),MATCH(AK549&AL549,$C$2:$V$2,0)))","v":971.30000000000007}]
[null,null,null,null,null,null,null,null,null,null,null,null,null,null,null,null,null,null,null,null,null,null,null,null,null,null,"Конвектор внутрипольный Royal Thermo ATRIUM-90/250/2400-DG-U-DB","НС-1477906","RT-A-90/250/2400-DG-U-DB",3,5,8,12,17,20,22,90,250,2400,"DG","U","DB",{"$f":"IF((IFERROR(IF(VLOOKUP(AK550,X:Y,2,0)=TRUE,1,0),0)+IFERROR(IF(VLOOKUP(AL550,X:Y,2,0)=TRUE,1,0),0)+IFERROR(IF(VLOOKUP(AN550,X:Y,2,0)=TRUE,1,0),0)+IFERROR(IF(VLOOKUP(AO550,X:Y,2,0)=TRUE,1,0),0)+IFERROR(IF(VLOOKUP(AP550,X:Y,2,0)=TRUE,1,0),0)+IF(AND(AM550>=Калькулятор!$C$14,AM550<=Калькулятор!$E$14),1,0)+IF(OR(AND(AS550>=Калькулятор!$C$11,AS550<=IF(ISBLANK(Калькулятор!$E$11),100000,Калькулятор!$E$11)),Калькулятор!$C$11&Калькулятор!$E$11=\"\"),1,0))=7,1,0)","v":0},{"$f":"SUM(AQ$2:AQ550)","v":240},{"$f":"IF(Калькулятор!$F$8<>70,ROUND(INDEX($C$6:$V$17,MATCH(AM550,$B$6:$B$17,0),MATCH(AK550&AL550,$C$2:$V$2,0))*(Калькулятор!$F$8/70)^справочно!$Y$2,0),ROUND(INDEX($C$6:$V$17,MATCH(AM550,$B$6:$B$17,0),MATCH(AK550&AL550,$C$2:$V$2,0)),0))","v":1091},"-",{"$f":"3.6*AV550/(4.19*(Калькулятор!$C$8-Калькулятор!$D$8))","v":93.754653937947481},{"$f":"IF(Калькулятор!$F$8<>70,INDEX($C$6:$V$17,MATCH(AM550,$B$6:$B$17,0),MATCH(AK550&AL550,$C$2:$V$2,0))*(Калькулятор!$F$8/70)^справочно!$Y$2,INDEX($C$6:$V$17,MATCH(AM550,$B$6:$B$17,0),MATCH(AK550&AL550,$C$2:$V$2,0)))","v":1091.2}]
[null,null,null,null,null,null,null,null,null,null,null,null,null,null,null,null,null,null,null,null,null,null,null,null,null,null,"Конвектор внутрипольный Royal Thermo ATRIUM-90/250/2600-DG-U-DB","НС-1477909","RT-A-90/250/2600-DG-U-DB",3,5,8,12,17,20,22,90,250,2600,"DG","U","DB",{"$f":"IF((IFERROR(IF(VLOOKUP(AK551,X:Y,2,0)=TRUE,1,0),0)+IFERROR(IF(VLOOKUP(AL551,X:Y,2,0)=TRUE,1,0),0)+IFERROR(IF(VLOOKUP(AN551,X:Y,2,0)=TRUE,1,0),0)+IFERROR(IF(VLOOKUP(AO551,X:Y,2,0)=TRUE,1,0),0)+IFERROR(IF(VLOOKUP(AP551,X:Y,2,0)=TRUE,1,0),0)+IF(AND(AM551>=Калькулятор!$C$14,AM551<=Калькулятор!$E$14),1,0)+IF(OR(AND(AS551>=Калькулятор!$C$11,AS551<=IF(ISBLANK(Калькулятор!$E$11),100000,Калькулятор!$E$11)),Калькулятор!$C$11&Калькулятор!$E$11=\"\"),1,0))=7,1,0)","v":0},{"$f":"SUM(AQ$2:AQ551)","v":240},{"$f":"IF(Калькулятор!$F$8<>70,ROUND(INDEX($C$6:$V$17,MATCH(AM551,$B$6:$B$17,0),MATCH(AK551&AL551,$C$2:$V$2,0))*(Калькулятор!$F$8/70)^справочно!$Y$2,0),ROUND(INDEX($C$6:$V$17,MATCH(AM551,$B$6:$B$17,0),MATCH(AK551&AL551,$C$2:$V$2,0)),0))","v":1205},"ЗО",{"$f":"3.6*AV551/(4.19*(Калькулятор!$C$8-Калькулятор!$D$8))","v":103.48926014319807},{"$f":"IF(Калькулятор!$F$8<>70,INDEX($C$6:$V$17,MATCH(AM551,$B$6:$B$17,0),MATCH(AK551&AL551,$C$2:$V$2,0))*(Калькулятор!$F$8/70)^справочно!$Y$2,INDEX($C$6:$V$17,MATCH(AM551,$B$6:$B$17,0),MATCH(AK551&AL551,$C$2:$V$2,0)))","v":1204.5}]
[null,null,null,null,null,null,null,null,null,null,null,null,null,null,null,null,null,null,null,null,null,null,null,null,null,null,"Конвектор внутрипольный Royal Thermo ATRIUM-90/250/2800-DG-U-DB","НС-1477912","RT-A-90/250/2800-DG-U-DB",3,5,8,12,17,20,22,90,250,2800,"DG","U","DB",{"$f":"IF((IFERROR(IF(VLOOKUP(AK552,X:Y,2,0)=TRUE,1,0),0)+IFERROR(IF(VLOOKUP(AL552,X:Y,2,0)=TRUE,1,0),0)+IFERROR(IF(VLOOKUP(AN552,X:Y,2,0)=TRUE,1,0),0)+IFERROR(IF(VLOOKUP(AO552,X:Y,2,0)=TRUE,1,0),0)+IFERROR(IF(VLOOKUP(AP552,X:Y,2,0)=TRUE,1,0),0)+IF(AND(AM552>=Калькулятор!$C$14,AM552<=Калькулятор!$E$14),1,0)+IF(OR(AND(AS552>=Калькулятор!$C$11,AS552<=IF(ISBLANK(Калькулятор!$E$11),100000,Калькулятор!$E$11)),Калькулятор!$C$11&Калькулятор!$E$11=\"\"),1,0))=7,1,0)","v":0},{"$f":"SUM(AQ$2:AQ552)","v":240},{"$f":"IF(Калькулятор!$F$8<>70,ROUND(INDEX($C$6:$V$17,MATCH(AM552,$B$6:$B$17,0),MATCH(AK552&AL552,$C$2:$V$2,0))*(Калькулятор!$F$8/70)^справочно!$Y$2,0),ROUND(INDEX($C$6:$V$17,MATCH(AM552,$B$6:$B$17,0),MATCH(AK552&AL552,$C$2:$V$2,0)),0))","v":1286},"ЗО",{"$f":"3.6*AV552/(4.19*(Калькулятор!$C$8-Калькулятор!$D$8))","v":110.48305489260143},{"$f":"IF(Калькулятор!$F$8<>70,INDEX($C$6:$V$17,MATCH(AM552,$B$6:$B$17,0),MATCH(AK552&AL552,$C$2:$V$2,0))*(Калькулятор!$F$8/70)^справочно!$Y$2,INDEX($C$6:$V$17,MATCH(AM552,$B$6:$B$17,0),MATCH(AK552&AL552,$C$2:$V$2,0)))","v":1285.9000000000001}]
[null,null,null,null,null,null,null,null,null,null,null,null,null,null,null,null,null,null,null,null,null,null,null,null,null,null,"Конвектор внутрипольный Royal Thermo ATRIUM-90/250/3000-DG-U-DB","НС-1477915","RT-A-90/250/3000-DG-U-DB",3,5,8,12,17,20,22,90,250,3000,"DG","U","DB",{"$f":"IF((IFERROR(IF(VLOOKUP(AK553,X:Y,2,0)=TRUE,1,0),0)+IFERROR(IF(VLOOKUP(AL553,X:Y,2,0)=TRUE,1,0),0)+IFERROR(IF(VLOOKUP(AN553,X:Y,2,0)=TRUE,1,0),0)+IFERROR(IF(VLOOKUP(AO553,X:Y,2,0)=TRUE,1,0),0)+IFERROR(IF(VLOOKUP(AP553,X:Y,2,0)=TRUE,1,0),0)+IF(AND(AM553>=Калькулятор!$C$14,AM553<=Калькулятор!$E$14),1,0)+IF(OR(AND(AS553>=Калькулятор!$C$11,AS553<=IF(ISBLANK(Калькулятор!$E$11),100000,Калькулятор!$E$11)),Калькулятор!$C$11&Калькулятор!$E$11=\"\"),1,0))=7,1,0)","v":0},{"$f":"SUM(AQ$2:AQ553)","v":240},{"$f":"IF(Калькулятор!$F$8<>70,ROUND(INDEX($C$6:$V$17,MATCH(AM553,$B$6:$B$17,0),MATCH(AK553&AL553,$C$2:$V$2,0))*(Калькулятор!$F$8/70)^справочно!$Y$2,0),ROUND(INDEX($C$6:$V$17,MATCH(AM553,$B$6:$B$17,0),MATCH(AK553&AL553,$C$2:$V$2,0)),0))","v":1383},"ЗО",{"$f":"3.6*AV553/(4.19*(Калькулятор!$C$8-Калькулятор!$D$8))","v":118.79999999999998},{"$f":"IF(Калькулятор!$F$8<>70,INDEX($C$6:$V$17,MATCH(AM553,$B$6:$B$17,0),MATCH(AK553&AL553,$C$2:$V$2,0))*(Калькулятор!$F$8/70)^справочно!$Y$2,INDEX($C$6:$V$17,MATCH(AM553,$B$6:$B$17,0),MATCH(AK553&AL553,$C$2:$V$2,0)))","v":1382.7}]
[null,null,null,null,null,null,null,null,null,null,null,null,null,null,null,null,null,null,null,null,null,null,null,null,null,null,"Конвектор внутрипольный Royal Thermo ATRIUM-90/300/800-DG-U-DB","НС-1477955","RT-A-90/300/800-DG-U-DB",3,5,8,12,16,19,21,90,300,800,"DG","U","DB",{"$f":"IF((IFERROR(IF(VLOOKUP(AK554,X:Y,2,0)=TRUE,1,0),0)+IFERROR(IF(VLOOKUP(AL554,X:Y,2,0)=TRUE,1,0),0)+IFERROR(IF(VLOOKUP(AN554,X:Y,2,0)=TRUE,1,0),0)+IFERROR(IF(VLOOKUP(AO554,X:Y,2,0)=TRUE,1,0),0)+IFERROR(IF(VLOOKUP(AP554,X:Y,2,0)=TRUE,1,0),0)+IF(AND(AM554>=Калькулятор!$C$14,AM554<=Калькулятор!$E$14),1,0)+IF(OR(AND(AS554>=Калькулятор!$C$11,AS554<=IF(ISBLANK(Калькулятор!$E$11),100000,Калькулятор!$E$11)),Калькулятор!$C$11&Калькулятор!$E$11=\"\"),1,0))=7,1,0)","v":0},{"$f":"SUM(AQ$2:AQ554)","v":240},{"$f":"IF(Калькулятор!$F$8<>70,ROUND(INDEX($C$6:$V$17,MATCH(AM554,$B$6:$B$17,0),MATCH(AK554&AL554,$C$2:$V$2,0))*(Калькулятор!$F$8/70)^справочно!$Y$2,0),ROUND(INDEX($C$6:$V$17,MATCH(AM554,$B$6:$B$17,0),MATCH(AK554&AL554,$C$2:$V$2,0)),0))","v":384},"ЗО",{"$f":"3.6*AV554/(4.19*(Калькулятор!$C$8-Калькулятор!$D$8))","v":32.984248210023864},{"$f":"IF(Калькулятор!$F$8<>70,INDEX($C$6:$V$17,MATCH(AM554,$B$6:$B$17,0),MATCH(AK554&AL554,$C$2:$V$2,0))*(Калькулятор!$F$8/70)^справочно!$Y$2,INDEX($C$6:$V$17,MATCH(AM554,$B$6:$B$17,0),MATCH(AK554&AL554,$C$2:$V$2,0)))","v":383.90000000000003}]
[null,null,null,null,null,null,null,null,null,null,null,null,null,null,null,null,null,null,null,null,null,null,null,null,null,null,"Конвектор внутрипольный Royal Thermo ATRIUM-90/300/1000-DG-U-DB","НС-1477924","RT-A-90/300/1000-DG-U-DB",3,5,8,12,17,20,22,90,300,1000,"DG","U","DB",{"$f":"IF((IFERROR(IF(VLOOKUP(AK555,X:Y,2,0)=TRUE,1,0),0)+IFERROR(IF(VLOOKUP(AL555,X:Y,2,0)=TRUE,1,0),0)+IFERROR(IF(VLOOKUP(AN555,X:Y,2,0)=TRUE,1,0),0)+IFERROR(IF(VLOOKUP(AO555,X:Y,2,0)=TRUE,1,0),0)+IFERROR(IF(VLOOKUP(AP555,X:Y,2,0)=TRUE,1,0),0)+IF(AND(AM555>=Калькулятор!$C$14,AM555<=Калькулятор!$E$14),1,0)+IF(OR(AND(AS555>=Калькулятор!$C$11,AS555<=IF(ISBLANK(Калькулятор!$E$11),100000,Калькулятор!$E$11)),Калькулятор!$C$11&Калькулятор!$E$11=\"\"),1,0))=7,1,0)","v":0},{"$f":"SUM(AQ$2:AQ555)","v":240},{"$f":"IF(Калькулятор!$F$8<>70,ROUND(INDEX($C$6:$V$17,MATCH(AM555,$B$6:$B$17,0),MATCH(AK555&AL555,$C$2:$V$2,0))*(Калькулятор!$F$8/70)^справочно!$Y$2,0),ROUND(INDEX($C$6:$V$17,MATCH(AM555,$B$6:$B$17,0),MATCH(AK555&AL555,$C$2:$V$2,0)),0))","v":494},"ЗО",{"$f":"3.6*AV555/(4.19*(Калькулятор!$C$8-Калькулятор!$D$8))","v":42.435322195704053},{"$f":"IF(Калькулятор!$F$8<>70,INDEX($C$6:$V$17,MATCH(AM555,$B$6:$B$17,0),MATCH(AK555&AL555,$C$2:$V$2,0))*(Калькулятор!$F$8/70)^справочно!$Y$2,INDEX($C$6:$V$17,MATCH(AM555,$B$6:$B$17,0),MATCH(AK555&AL555,$C$2:$V$2,0)))","v":493.90000000000003}]
[null,null,null,null,null,null,null,null,null,null,null,null,null,null,null,null,null,null,null,null,null,null,null,null,null,null,"Конвектор внутрипольный Royal Thermo ATRIUM-90/300/1200-DG-U-DB","НС-1477927","RT-A-90/300/1200-DG-U-DB",3,5,8,12,17,20,22,90,300,1200,"DG","U","DB",{"$f":"IF((IFERROR(IF(VLOOKUP(AK556,X:Y,2,0)=TRUE,1,0),0)+IFERROR(IF(VLOOKUP(AL556,X:Y,2,0)=TRUE,1,0),0)+IFERROR(IF(VLOOKUP(AN556,X:Y,2,0)=TRUE,1,0),0)+IFERROR(IF(VLOOKUP(AO556,X:Y,2,0)=TRUE,1,0),0)+IFERROR(IF(VLOOKUP(AP556,X:Y,2,0)=TRUE,1,0),0)+IF(AND(AM556>=Калькулятор!$C$14,AM556<=Калькулятор!$E$14),1,0)+IF(OR(AND(AS556>=Калькулятор!$C$11,AS556<=IF(ISBLANK(Калькулятор!$E$11),100000,Калькулятор!$E$11)),Калькулятор!$C$11&Калькулятор!$E$11=\"\"),1,0))=7,1,0)","v":0},{"$f":"SUM(AQ$2:AQ556)","v":240},{"$f":"IF(Калькулятор!$F$8<>70,ROUND(INDEX($C$6:$V$17,MATCH(AM556,$B$6:$B$17,0),MATCH(AK556&AL556,$C$2:$V$2,0))*(Калькулятор!$F$8/70)^справочно!$Y$2,0),ROUND(INDEX($C$6:$V$17,MATCH(AM556,$B$6:$B$17,0),MATCH(AK556&AL556,$C$2:$V$2,0)),0))","v":605},"ЗО",{"$f":"3.6*AV556/(4.19*(Калькулятор!$C$8-Калькулятор!$D$8))","v":51.980906921241044},{"$f":"IF(Калькулятор!$F$8<>70,INDEX($C$6:$V$17,MATCH(AM556,$B$6:$B$17,0),MATCH(AK556&AL556,$C$2:$V$2,0))*(Калькулятор!$F$8/70)^справочно!$Y$2,INDEX($C$6:$V$17,MATCH(AM556,$B$6:$B$17,0),MATCH(AK556&AL556,$C$2:$V$2,0)))","v":605}]
[null,null,null,null,null,null,null,null,null,null,null,null,null,null,null,null,null,null,null,null,null,null,null,null,null,null,"Конвектор внутрипольный Royal Thermo ATRIUM-90/300/1400-DG-U-DB","НС-1477930","RT-A-90/300/1400-DG-U-DB",3,5,8,12,17,20,22,90,300,1400,"DG","U","DB",{"$f":"IF((IFERROR(IF(VLOOKUP(AK557,X:Y,2,0)=TRUE,1,0),0)+IFERROR(IF(VLOOKUP(AL557,X:Y,2,0)=TRUE,1,0),0)+IFERROR(IF(VLOOKUP(AN557,X:Y,2,0)=TRUE,1,0),0)+IFERROR(IF(VLOOKUP(AO557,X:Y,2,0)=TRUE,1,0),0)+IFERROR(IF(VLOOKUP(AP557,X:Y,2,0)=TRUE,1,0),0)+IF(AND(AM557>=Калькулятор!$C$14,AM557<=Калькулятор!$E$14),1,0)+IF(OR(AND(AS557>=Калькулятор!$C$11,AS557<=IF(ISBLANK(Калькулятор!$E$11),100000,Калькулятор!$E$11)),Калькулятор!$C$11&Калькулятор!$E$11=\"\"),1,0))=7,1,0)","v":0},{"$f":"SUM(AQ$2:AQ557)","v":240},{"$f":"IF(Калькулятор!$F$8<>70,ROUND(INDEX($C$6:$V$17,MATCH(AM557,$B$6:$B$17,0),MATCH(AK557&AL557,$C$2:$V$2,0))*(Калькулятор!$F$8/70)^справочно!$Y$2,0),ROUND(INDEX($C$6:$V$17,MATCH(AM557,$B$6:$B$17,0),MATCH(AK557&AL557,$C$2:$V$2,0)),0))","v":718},"ЗО",{"$f":"3.6*AV557/(4.19*(Калькулятор!$C$8-Калькулятор!$D$8))","v":61.715513126491643},{"$f":"IF(Калькулятор!$F$8<>70,INDEX($C$6:$V$17,MATCH(AM557,$B$6:$B$17,0),MATCH(AK557&AL557,$C$2:$V$2,0))*(Калькулятор!$F$8/70)^справочно!$Y$2,INDEX($C$6:$V$17,MATCH(AM557,$B$6:$B$17,0),MATCH(AK557&AL557,$C$2:$V$2,0)))","v":718.30000000000007}]
[null,null,null,null,null,null,null,null,null,null,null,null,null,null,null,null,null,null,null,null,null,null,null,null,null,null,"Конвектор внутрипольный Royal Thermo ATRIUM-90/300/1600-DG-U-DB","НС-1477933","RT-A-90/300/1600-DG-U-DB",3,5,8,12,17,20,22,90,300,1600,"DG","U","DB",{"$f":"IF((IFERROR(IF(VLOOKUP(AK558,X:Y,2,0)=TRUE,1,0),0)+IFERROR(IF(VLOOKUP(AL558,X:Y,2,0)=TRUE,1,0),0)+IFERROR(IF(VLOOKUP(AN558,X:Y,2,0)=TRUE,1,0),0)+IFERROR(IF(VLOOKUP(AO558,X:Y,2,0)=TRUE,1,0),0)+IFERROR(IF(VLOOKUP(AP558,X:Y,2,0)=TRUE,1,0),0)+IF(AND(AM558>=Калькулятор!$C$14,AM558<=Калькулятор!$E$14),1,0)+IF(OR(AND(AS558>=Калькулятор!$C$11,AS558<=IF(ISBLANK(Калькулятор!$E$11),100000,Калькулятор!$E$11)),Калькулятор!$C$11&Калькулятор!$E$11=\"\"),1,0))=7,1,0)","v":0},{"$f":"SUM(AQ$2:AQ558)","v":240},{"$f":"IF(Калькулятор!$F$8<>70,ROUND(INDEX($C$6:$V$17,MATCH(AM558,$B$6:$B$17,0),MATCH(AK558&AL558,$C$2:$V$2,0))*(Калькулятор!$F$8/70)^справочно!$Y$2,0),ROUND(INDEX($C$6:$V$17,MATCH(AM558,$B$6:$B$17,0),MATCH(AK558&AL558,$C$2:$V$2,0)),0))","v":826},"ЗО",{"$f":"3.6*AV558/(4.19*(Калькулятор!$C$8-Калькулятор!$D$8))","v":70.977565632458223},{"$f":"IF(Калькулятор!$F$8<>70,INDEX($C$6:$V$17,MATCH(AM558,$B$6:$B$17,0),MATCH(AK558&AL558,$C$2:$V$2,0))*(Калькулятор!$F$8/70)^справочно!$Y$2,INDEX($C$6:$V$17,MATCH(AM558,$B$6:$B$17,0),MATCH(AK558&AL558,$C$2:$V$2,0)))","v":826.1}]
[null,null,null,null,null,null,null,null,null,null,null,null,null,null,null,null,null,null,null,null,null,null,null,null,null,null,"Конвектор внутрипольный Royal Thermo ATRIUM-90/300/1800-DG-U-DB","НС-1477936","RT-A-90/300/1800-DG-U-DB",3,5,8,12,17,20,22,90,300,1800,"DG","U","DB",{"$f":"IF((IFERROR(IF(VLOOKUP(AK559,X:Y,2,0)=TRUE,1,0),0)+IFERROR(IF(VLOOKUP(AL559,X:Y,2,0)=TRUE,1,0),0)+IFERROR(IF(VLOOKUP(AN559,X:Y,2,0)=TRUE,1,0),0)+IFERROR(IF(VLOOKUP(AO559,X:Y,2,0)=TRUE,1,0),0)+IFERROR(IF(VLOOKUP(AP559,X:Y,2,0)=TRUE,1,0),0)+IF(AND(AM559>=Калькулятор!$C$14,AM559<=Калькулятор!$E$14),1,0)+IF(OR(AND(AS559>=Калькулятор!$C$11,AS559<=IF(ISBLANK(Калькулятор!$E$11),100000,Калькулятор!$E$11)),Калькулятор!$C$11&Калькулятор!$E$11=\"\"),1,0))=7,1,0)","v":0},{"$f":"SUM(AQ$2:AQ559)","v":240},{"$f":"IF(Калькулятор!$F$8<>70,ROUND(INDEX($C$6:$V$17,MATCH(AM559,$B$6:$B$17,0),MATCH(AK559&AL559,$C$2:$V$2,0))*(Калькулятор!$F$8/70)^справочно!$Y$2,0),ROUND(INDEX($C$6:$V$17,MATCH(AM559,$B$6:$B$17,0),MATCH(AK559&AL559,$C$2:$V$2,0)),0))","v":936},"ЗО",{"$f":"3.6*AV559/(4.19*(Калькулятор!$C$8-Калькулятор!$D$8))","v":80.428639618138419},{"$f":"IF(Калькулятор!$F$8<>70,INDEX($C$6:$V$17,MATCH(AM559,$B$6:$B$17,0),MATCH(AK559&AL559,$C$2:$V$2,0))*(Калькулятор!$F$8/70)^справочно!$Y$2,INDEX($C$6:$V$17,MATCH(AM559,$B$6:$B$17,0),MATCH(AK559&AL559,$C$2:$V$2,0)))","v":936.1}]
[null,null,null,null,null,null,null,null,null,null,null,null,null,null,null,null,null,null,null,null,null,null,null,null,null,null,"Конвектор внутрипольный Royal Thermo ATRIUM-90/300/2000-DG-U-DB","НС-1477939","RT-A-90/300/2000-DG-U-DB",3,5,8,12,17,20,22,90,300,2000,"DG","U","DB",{"$f":"IF((IFERROR(IF(VLOOKUP(AK560,X:Y,2,0)=TRUE,1,0),0)+IFERROR(IF(VLOOKUP(AL560,X:Y,2,0)=TRUE,1,0),0)+IFERROR(IF(VLOOKUP(AN560,X:Y,2,0)=TRUE,1,0),0)+IFERROR(IF(VLOOKUP(AO560,X:Y,2,0)=TRUE,1,0),0)+IFERROR(IF(VLOOKUP(AP560,X:Y,2,0)=TRUE,1,0),0)+IF(AND(AM560>=Калькулятор!$C$14,AM560<=Калькулятор!$E$14),1,0)+IF(OR(AND(AS560>=Калькулятор!$C$11,AS560<=IF(ISBLANK(Калькулятор!$E$11),100000,Калькулятор!$E$11)),Калькулятор!$C$11&Калькулятор!$E$11=\"\"),1,0))=7,1,0)","v":0},{"$f":"SUM(AQ$2:AQ560)","v":240},{"$f":"IF(Калькулятор!$F$8<>70,ROUND(INDEX($C$6:$V$17,MATCH(AM560,$B$6:$B$17,0),MATCH(AK560&AL560,$C$2:$V$2,0))*(Калькулятор!$F$8/70)^справочно!$Y$2,0),ROUND(INDEX($C$6:$V$17,MATCH(AM560,$B$6:$B$17,0),MATCH(AK560&AL560,$C$2:$V$2,0)),0))","v":1047},"ЗО",{"$f":"3.6*AV560/(4.19*(Калькулятор!$C$8-Калькулятор!$D$8))","v":89.974224343675402},{"$f":"IF(Калькулятор!$F$8<>70,INDEX($C$6:$V$17,MATCH(AM560,$B$6:$B$17,0),MATCH(AK560&AL560,$C$2:$V$2,0))*(Калькулятор!$F$8/70)^справочно!$Y$2,INDEX($C$6:$V$17,MATCH(AM560,$B$6:$B$17,0),MATCH(AK560&AL560,$C$2:$V$2,0)))","v":1047.2}]
[null,null,null,null,null,null,null,null,null,null,null,null,null,null,null,null,null,null,null,null,null,null,null,null,null,null,"Конвектор внутрипольный Royal Thermo ATRIUM-90/300/2200-DG-U-DB","НС-1477941","RT-A-90/300/2200-DG-U-DB",3,5,8,12,17,20,22,90,300,2200,"DG","U","DB",{"$f":"IF((IFERROR(IF(VLOOKUP(AK561,X:Y,2,0)=TRUE,1,0),0)+IFERROR(IF(VLOOKUP(AL561,X:Y,2,0)=TRUE,1,0),0)+IFERROR(IF(VLOOKUP(AN561,X:Y,2,0)=TRUE,1,0),0)+IFERROR(IF(VLOOKUP(AO561,X:Y,2,0)=TRUE,1,0),0)+IFERROR(IF(VLOOKUP(AP561,X:Y,2,0)=TRUE,1,0),0)+IF(AND(AM561>=Калькулятор!$C$14,AM561<=Калькулятор!$E$14),1,0)+IF(OR(AND(AS561>=Калькулятор!$C$11,AS561<=IF(ISBLANK(Калькулятор!$E$11),100000,Калькулятор!$E$11)),Калькулятор!$C$11&Калькулятор!$E$11=\"\"),1,0))=7,1,0)","v":0},{"$f":"SUM(AQ$2:AQ561)","v":240},{"$f":"IF(Калькулятор!$F$8<>70,ROUND(INDEX($C$6:$V$17,MATCH(AM561,$B$6:$B$17,0),MATCH(AK561&AL561,$C$2:$V$2,0))*(Калькулятор!$F$8/70)^справочно!$Y$2,0),ROUND(INDEX($C$6:$V$17,MATCH(AM561,$B$6:$B$17,0),MATCH(AK561&AL561,$C$2:$V$2,0)),0))","v":1157},"ЗО",{"$f":"3.6*AV561/(4.19*(Калькулятор!$C$8-Калькулятор!$D$8))","v":99.425298329355599},{"$f":"IF(Калькулятор!$F$8<>70,INDEX($C$6:$V$17,MATCH(AM561,$B$6:$B$17,0),MATCH(AK561&AL561,$C$2:$V$2,0))*(Калькулятор!$F$8/70)^справочно!$Y$2,INDEX($C$6:$V$17,MATCH(AM561,$B$6:$B$17,0),MATCH(AK561&AL561,$C$2:$V$2,0)))","v":1157.2}]
[null,null,null,null,null,null,null,null,null,null,null,null,null,null,null,null,null,null,null,null,null,null,null,null,null,null,"Конвектор внутрипольный Royal Thermo ATRIUM-90/300/2400-DG-U-DB","НС-1477943","RT-A-90/300/2400-DG-U-DB",3,5,8,12,17,20,22,90,300,2400,"DG","U","DB",{"$f":"IF((IFERROR(IF(VLOOKUP(AK562,X:Y,2,0)=TRUE,1,0),0)+IFERROR(IF(VLOOKUP(AL562,X:Y,2,0)=TRUE,1,0),0)+IFERROR(IF(VLOOKUP(AN562,X:Y,2,0)=TRUE,1,0),0)+IFERROR(IF(VLOOKUP(AO562,X:Y,2,0)=TRUE,1,0),0)+IFERROR(IF(VLOOKUP(AP562,X:Y,2,0)=TRUE,1,0),0)+IF(AND(AM562>=Калькулятор!$C$14,AM562<=Калькулятор!$E$14),1,0)+IF(OR(AND(AS562>=Калькулятор!$C$11,AS562<=IF(ISBLANK(Калькулятор!$E$11),100000,Калькулятор!$E$11)),Калькулятор!$C$11&Калькулятор!$E$11=\"\"),1,0))=7,1,0)","v":0},{"$f":"SUM(AQ$2:AQ562)","v":240},{"$f":"IF(Калькулятор!$F$8<>70,ROUND(INDEX($C$6:$V$17,MATCH(AM562,$B$6:$B$17,0),MATCH(AK562&AL562,$C$2:$V$2,0))*(Калькулятор!$F$8/70)^справочно!$Y$2,0),ROUND(INDEX($C$6:$V$17,MATCH(AM562,$B$6:$B$17,0),MATCH(AK562&AL562,$C$2:$V$2,0)),0))","v":1268},"ЗО",{"$f":"3.6*AV562/(4.19*(Калькулятор!$C$8-Калькулятор!$D$8))","v":108.97088305489261},{"$f":"IF(Калькулятор!$F$8<>70,INDEX($C$6:$V$17,MATCH(AM562,$B$6:$B$17,0),MATCH(AK562&AL562,$C$2:$V$2,0))*(Калькулятор!$F$8/70)^справочно!$Y$2,INDEX($C$6:$V$17,MATCH(AM562,$B$6:$B$17,0),MATCH(AK562&AL562,$C$2:$V$2,0)))","v":1268.3000000000002}]
[null,null,null,null,null,null,null,null,null,null,null,null,null,null,null,null,null,null,null,null,null,null,null,null,null,null,"Конвектор внутрипольный Royal Thermo ATRIUM-90/300/2600-DG-U-DB","НС-1477946","RT-A-90/300/2600-DG-U-DB",3,5,8,12,17,20,22,90,300,2600,"DG","U","DB",{"$f":"IF((IFERROR(IF(VLOOKUP(AK563,X:Y,2,0)=TRUE,1,0),0)+IFERROR(IF(VLOOKUP(AL563,X:Y,2,0)=TRUE,1,0),0)+IFERROR(IF(VLOOKUP(AN563,X:Y,2,0)=TRUE,1,0),0)+IFERROR(IF(VLOOKUP(AO563,X:Y,2,0)=TRUE,1,0),0)+IFERROR(IF(VLOOKUP(AP563,X:Y,2,0)=TRUE,1,0),0)+IF(AND(AM563>=Калькулятор!$C$14,AM563<=Калькулятор!$E$14),1,0)+IF(OR(AND(AS563>=Калькулятор!$C$11,AS563<=IF(ISBLANK(Калькулятор!$E$11),100000,Калькулятор!$E$11)),Калькулятор!$C$11&Калькулятор!$E$11=\"\"),1,0))=7,1,0)","v":0},{"$f":"SUM(AQ$2:AQ563)","v":240},{"$f":"IF(Калькулятор!$F$8<>70,ROUND(INDEX($C$6:$V$17,MATCH(AM563,$B$6:$B$17,0),MATCH(AK563&AL563,$C$2:$V$2,0))*(Калькулятор!$F$8/70)^справочно!$Y$2,0),ROUND(INDEX($C$6:$V$17,MATCH(AM563,$B$6:$B$17,0),MATCH(AK563&AL563,$C$2:$V$2,0)),0))","v":1378},"ЗО",{"$f":"3.6*AV563/(4.19*(Калькулятор!$C$8-Калькулятор!$D$8))","v":118.42195704057281},{"$f":"IF(Калькулятор!$F$8<>70,INDEX($C$6:$V$17,MATCH(AM563,$B$6:$B$17,0),MATCH(AK563&AL563,$C$2:$V$2,0))*(Калькулятор!$F$8/70)^справочно!$Y$2,INDEX($C$6:$V$17,MATCH(AM563,$B$6:$B$17,0),MATCH(AK563&AL563,$C$2:$V$2,0)))","v":1378.3000000000002}]
[null,null,null,null,null,null,null,null,null,null,null,null,null,null,null,null,null,null,null,null,null,null,null,null,null,null,"Конвектор внутрипольный Royal Thermo ATRIUM-90/300/2800-DG-U-DB","НС-1477949","RT-A-90/300/2800-DG-U-DB",3,5,8,12,17,20,22,90,300,2800,"DG","U","DB",{"$f":"IF((IFERROR(IF(VLOOKUP(AK564,X:Y,2,0)=TRUE,1,0),0)+IFERROR(IF(VLOOKUP(AL564,X:Y,2,0)=TRUE,1,0),0)+IFERROR(IF(VLOOKUP(AN564,X:Y,2,0)=TRUE,1,0),0)+IFERROR(IF(VLOOKUP(AO564,X:Y,2,0)=TRUE,1,0),0)+IFERROR(IF(VLOOKUP(AP564,X:Y,2,0)=TRUE,1,0),0)+IF(AND(AM564>=Калькулятор!$C$14,AM564<=Калькулятор!$E$14),1,0)+IF(OR(AND(AS564>=Калькулятор!$C$11,AS564<=IF(ISBLANK(Калькулятор!$E$11),100000,Калькулятор!$E$11)),Калькулятор!$C$11&Калькулятор!$E$11=\"\"),1,0))=7,1,0)","v":0},{"$f":"SUM(AQ$2:AQ564)","v":240},{"$f":"IF(Калькулятор!$F$8<>70,ROUND(INDEX($C$6:$V$17,MATCH(AM564,$B$6:$B$17,0),MATCH(AK564&AL564,$C$2:$V$2,0))*(Калькулятор!$F$8/70)^справочно!$Y$2,0),ROUND(INDEX($C$6:$V$17,MATCH(AM564,$B$6:$B$17,0),MATCH(AK564&AL564,$C$2:$V$2,0)),0))","v":1489},"ЗО",{"$f":"3.6*AV564/(4.19*(Калькулятор!$C$8-Калькулятор!$D$8))","v":127.96754176610978},{"$f":"IF(Калькулятор!$F$8<>70,INDEX($C$6:$V$17,MATCH(AM564,$B$6:$B$17,0),MATCH(AK564&AL564,$C$2:$V$2,0))*(Калькулятор!$F$8/70)^справочно!$Y$2,INDEX($C$6:$V$17,MATCH(AM564,$B$6:$B$17,0),MATCH(AK564&AL564,$C$2:$V$2,0)))","v":1489.4}]
[null,null,null,null,null,null,null,null,null,null,null,null,null,null,null,null,null,null,null,null,null,null,null,null,null,null,"Конвектор внутрипольный Royal Thermo ATRIUM-90/300/3000-DG-U-DB","НС-1477952","RT-A-90/300/3000-DG-U-DB",3,5,8,12,17,20,22,90,300,3000,"DG","U","DB",{"$f":"IF((IFERROR(IF(VLOOKUP(AK565,X:Y,2,0)=TRUE,1,0),0)+IFERROR(IF(VLOOKUP(AL565,X:Y,2,0)=TRUE,1,0),0)+IFERROR(IF(VLOOKUP(AN565,X:Y,2,0)=TRUE,1,0),0)+IFERROR(IF(VLOOKUP(AO565,X:Y,2,0)=TRUE,1,0),0)+IFERROR(IF(VLOOKUP(AP565,X:Y,2,0)=TRUE,1,0),0)+IF(AND(AM565>=Калькулятор!$C$14,AM565<=Калькулятор!$E$14),1,0)+IF(OR(AND(AS565>=Калькулятор!$C$11,AS565<=IF(ISBLANK(Калькулятор!$E$11),100000,Калькулятор!$E$11)),Калькулятор!$C$11&Калькулятор!$E$11=\"\"),1,0))=7,1,0)","v":0},{"$f":"SUM(AQ$2:AQ565)","v":240},{"$f":"IF(Калькулятор!$F$8<>70,ROUND(INDEX($C$6:$V$17,MATCH(AM565,$B$6:$B$17,0),MATCH(AK565&AL565,$C$2:$V$2,0))*(Калькулятор!$F$8/70)^справочно!$Y$2,0),ROUND(INDEX($C$6:$V$17,MATCH(AM565,$B$6:$B$17,0),MATCH(AK565&AL565,$C$2:$V$2,0)),0))","v":1599},"ЗО",{"$f":"3.6*AV565/(4.19*(Калькулятор!$C$8-Калькулятор!$D$8))","v":137.41861575178996},{"$f":"IF(Калькулятор!$F$8<>70,INDEX($C$6:$V$17,MATCH(AM565,$B$6:$B$17,0),MATCH(AK565&AL565,$C$2:$V$2,0))*(Калькулятор!$F$8/70)^справочно!$Y$2,INDEX($C$6:$V$17,MATCH(AM565,$B$6:$B$17,0),MATCH(AK565&AL565,$C$2:$V$2,0)))","v":1599.4}]
[null,null,null,null,null,null,null,null,null,null,null,null,null,null,null,null,null,null,null,null,null,null,null,null,null,null,"Конвектор внутрипольный Royal Thermo ATRIUM-90/400/800-DG-U-DB","НС-1477989","RT-A-90/400/800-DG-U-DB",3,5,8,12,16,19,21,90,400,800,"DG","U","DB",{"$f":"IF((IFERROR(IF(VLOOKUP(AK566,X:Y,2,0)=TRUE,1,0),0)+IFERROR(IF(VLOOKUP(AL566,X:Y,2,0)=TRUE,1,0),0)+IFERROR(IF(VLOOKUP(AN566,X:Y,2,0)=TRUE,1,0),0)+IFERROR(IF(VLOOKUP(AO566,X:Y,2,0)=TRUE,1,0),0)+IFERROR(IF(VLOOKUP(AP566,X:Y,2,0)=TRUE,1,0),0)+IF(AND(AM566>=Калькулятор!$C$14,AM566<=Калькулятор!$E$14),1,0)+IF(OR(AND(AS566>=Калькулятор!$C$11,AS566<=IF(ISBLANK(Калькулятор!$E$11),100000,Калькулятор!$E$11)),Калькулятор!$C$11&Калькулятор!$E$11=\"\"),1,0))=7,1,0)","v":0},{"$f":"SUM(AQ$2:AQ566)","v":240},{"$f":"IF(Калькулятор!$F$8<>70,ROUND(INDEX($C$6:$V$17,MATCH(AM566,$B$6:$B$17,0),MATCH(AK566&AL566,$C$2:$V$2,0))*(Калькулятор!$F$8/70)^справочно!$Y$2,0),ROUND(INDEX($C$6:$V$17,MATCH(AM566,$B$6:$B$17,0),MATCH(AK566&AL566,$C$2:$V$2,0)),0))","v":516},"ЗО",{"$f":"3.6*AV566/(4.19*(Калькулятор!$C$8-Калькулятор!$D$8))","v":44.3255369928401},{"$f":"IF(Калькулятор!$F$8<>70,INDEX($C$6:$V$17,MATCH(AM566,$B$6:$B$17,0),MATCH(AK566&AL566,$C$2:$V$2,0))*(Калькулятор!$F$8/70)^справочно!$Y$2,INDEX($C$6:$V$17,MATCH(AM566,$B$6:$B$17,0),MATCH(AK566&AL566,$C$2:$V$2,0)))","v":515.90000000000009}]
[null,null,null,null,null,null,null,null,null,null,null,null,null,null,null,null,null,null,null,null,null,null,null,null,null,null,"Конвектор внутрипольный Royal Thermo ATRIUM-90/400/1000-DG-U-DB","НС-1477961","RT-A-90/400/1000-DG-U-DB",3,5,8,12,17,20,22,90,400,1000,"DG","U","DB",{"$f":"IF((IFERROR(IF(VLOOKUP(AK567,X:Y,2,0)=TRUE,1,0),0)+IFERROR(IF(VLOOKUP(AL567,X:Y,2,0)=TRUE,1,0),0)+IFERROR(IF(VLOOKUP(AN567,X:Y,2,0)=TRUE,1,0),0)+IFERROR(IF(VLOOKUP(AO567,X:Y,2,0)=TRUE,1,0),0)+IFERROR(IF(VLOOKUP(AP567,X:Y,2,0)=TRUE,1,0),0)+IF(AND(AM567>=Калькулятор!$C$14,AM567<=Калькулятор!$E$14),1,0)+IF(OR(AND(AS567>=Калькулятор!$C$11,AS567<=IF(ISBLANK(Калькулятор!$E$11),100000,Калькулятор!$E$11)),Калькулятор!$C$11&Калькулятор!$E$11=\"\"),1,0))=7,1,0)","v":0},{"$f":"SUM(AQ$2:AQ567)","v":240},{"$f":"IF(Калькулятор!$F$8<>70,ROUND(INDEX($C$6:$V$17,MATCH(AM567,$B$6:$B$17,0),MATCH(AK567&AL567,$C$2:$V$2,0))*(Калькулятор!$F$8/70)^справочно!$Y$2,0),ROUND(INDEX($C$6:$V$17,MATCH(AM567,$B$6:$B$17,0),MATCH(AK567&AL567,$C$2:$V$2,0)),0))","v":671},"ЗО",{"$f":"3.6*AV567/(4.19*(Калькулятор!$C$8-Калькулятор!$D$8))","v":57.651551312649154},{"$f":"IF(Калькулятор!$F$8<>70,INDEX($C$6:$V$17,MATCH(AM567,$B$6:$B$17,0),MATCH(AK567&AL567,$C$2:$V$2,0))*(Калькулятор!$F$8/70)^справочно!$Y$2,INDEX($C$6:$V$17,MATCH(AM567,$B$6:$B$17,0),MATCH(AK567&AL567,$C$2:$V$2,0)))","v":671}]
[null,null,null,null,null,null,null,null,null,null,null,null,null,null,null,null,null,null,null,null,null,null,null,null,null,null,"Конвектор внутрипольный Royal Thermo ATRIUM-90/400/1200-DG-U-DB","НС-1477964","RT-A-90/400/1200-DG-U-DB",3,5,8,12,17,20,22,90,400,1200,"DG","U","DB",{"$f":"IF((IFERROR(IF(VLOOKUP(AK568,X:Y,2,0)=TRUE,1,0),0)+IFERROR(IF(VLOOKUP(AL568,X:Y,2,0)=TRUE,1,0),0)+IFERROR(IF(VLOOKUP(AN568,X:Y,2,0)=TRUE,1,0),0)+IFERROR(IF(VLOOKUP(AO568,X:Y,2,0)=TRUE,1,0),0)+IFERROR(IF(VLOOKUP(AP568,X:Y,2,0)=TRUE,1,0),0)+IF(AND(AM568>=Калькулятор!$C$14,AM568<=Калькулятор!$E$14),1,0)+IF(OR(AND(AS568>=Калькулятор!$C$11,AS568<=IF(ISBLANK(Калькулятор!$E$11),100000,Калькулятор!$E$11)),Калькулятор!$C$11&Калькулятор!$E$11=\"\"),1,0))=7,1,0)","v":0},{"$f":"SUM(AQ$2:AQ568)","v":240},{"$f":"IF(Калькулятор!$F$8<>70,ROUND(INDEX($C$6:$V$17,MATCH(AM568,$B$6:$B$17,0),MATCH(AK568&AL568,$C$2:$V$2,0))*(Калькулятор!$F$8/70)^справочно!$Y$2,0),ROUND(INDEX($C$6:$V$17,MATCH(AM568,$B$6:$B$17,0),MATCH(AK568&AL568,$C$2:$V$2,0)),0))","v":826},"ЗО",{"$f":"3.6*AV568/(4.19*(Калькулятор!$C$8-Калькулятор!$D$8))","v":70.977565632458223},{"$f":"IF(Калькулятор!$F$8<>70,INDEX($C$6:$V$17,MATCH(AM568,$B$6:$B$17,0),MATCH(AK568&AL568,$C$2:$V$2,0))*(Калькулятор!$F$8/70)^справочно!$Y$2,INDEX($C$6:$V$17,MATCH(AM568,$B$6:$B$17,0),MATCH(AK568&AL568,$C$2:$V$2,0)))","v":826.1}]
[null,null,null,null,null,null,null,null,null,null,null,null,null,null,null,null,null,null,null,null,null,null,null,null,null,null,"Конвектор внутрипольный Royal Thermo ATRIUM-90/400/1400-DG-U-DB","НС-1477967","RT-A-90/400/1400-DG-U-DB",3,5,8,12,17,20,22,90,400,1400,"DG","U","DB",{"$f":"IF((IFERROR(IF(VLOOKUP(AK569,X:Y,2,0)=TRUE,1,0),0)+IFERROR(IF(VLOOKUP(AL569,X:Y,2,0)=TRUE,1,0),0)+IFERROR(IF(VLOOKUP(AN569,X:Y,2,0)=TRUE,1,0),0)+IFERROR(IF(VLOOKUP(AO569,X:Y,2,0)=TRUE,1,0),0)+IFERROR(IF(VLOOKUP(AP569,X:Y,2,0)=TRUE,1,0),0)+IF(AND(AM569>=Калькулятор!$C$14,AM569<=Калькулятор!$E$14),1,0)+IF(OR(AND(AS569>=Калькулятор!$C$11,AS569<=IF(ISBLANK(Калькулятор!$E$11),100000,Калькулятор!$E$11)),Калькулятор!$C$11&Калькулятор!$E$11=\"\"),1,0))=7,1,0)","v":0},{"$f":"SUM(AQ$2:AQ569)","v":240},{"$f":"IF(Калькулятор!$F$8<>70,ROUND(INDEX($C$6:$V$17,MATCH(AM569,$B$6:$B$17,0),MATCH(AK569&AL569,$C$2:$V$2,0))*(Калькулятор!$F$8/70)^справочно!$Y$2,0),ROUND(INDEX($C$6:$V$17,MATCH(AM569,$B$6:$B$17,0),MATCH(AK569&AL569,$C$2:$V$2,0)),0))","v":977},"ЗО",{"$f":"3.6*AV569/(4.19*(Калькулятор!$C$8-Калькулятор!$D$8))","v":83.925536992840094},{"$f":"IF(Калькулятор!$F$8<>70,INDEX($C$6:$V$17,MATCH(AM569,$B$6:$B$17,0),MATCH(AK569&AL569,$C$2:$V$2,0))*(Калькулятор!$F$8/70)^справочно!$Y$2,INDEX($C$6:$V$17,MATCH(AM569,$B$6:$B$17,0),MATCH(AK569&AL569,$C$2:$V$2,0)))","v":976.80000000000007}]
[null,null,null,null,null,null,null,null,null,null,null,null,null,null,null,null,null,null,null,null,null,null,null,null,null,null,"Конвектор внутрипольный Royal Thermo ATRIUM-90/400/1600-DG-U-DB","НС-1477970","RT-A-90/400/1600-DG-U-DB",3,5,8,12,17,20,22,90,400,1600,"DG","U","DB",{"$f":"IF((IFERROR(IF(VLOOKUP(AK570,X:Y,2,0)=TRUE,1,0),0)+IFERROR(IF(VLOOKUP(AL570,X:Y,2,0)=TRUE,1,0),0)+IFERROR(IF(VLOOKUP(AN570,X:Y,2,0)=TRUE,1,0),0)+IFERROR(IF(VLOOKUP(AO570,X:Y,2,0)=TRUE,1,0),0)+IFERROR(IF(VLOOKUP(AP570,X:Y,2,0)=TRUE,1,0),0)+IF(AND(AM570>=Калькулятор!$C$14,AM570<=Калькулятор!$E$14),1,0)+IF(OR(AND(AS570>=Калькулятор!$C$11,AS570<=IF(ISBLANK(Калькулятор!$E$11),100000,Калькулятор!$E$11)),Калькулятор!$C$11&Калькулятор!$E$11=\"\"),1,0))=7,1,0)","v":0},{"$f":"SUM(AQ$2:AQ570)","v":240},{"$f":"IF(Калькулятор!$F$8<>70,ROUND(INDEX($C$6:$V$17,MATCH(AM570,$B$6:$B$17,0),MATCH(AK570&AL570,$C$2:$V$2,0))*(Калькулятор!$F$8/70)^справочно!$Y$2,0),ROUND(INDEX($C$6:$V$17,MATCH(AM570,$B$6:$B$17,0),MATCH(AK570&AL570,$C$2:$V$2,0)),0))","v":1135},"ЗО",{"$f":"3.6*AV570/(4.19*(Калькулятор!$C$8-Калькулятор!$D$8))","v":97.535083532219559},{"$f":"IF(Калькулятор!$F$8<>70,INDEX($C$6:$V$17,MATCH(AM570,$B$6:$B$17,0),MATCH(AK570&AL570,$C$2:$V$2,0))*(Калькулятор!$F$8/70)^справочно!$Y$2,INDEX($C$6:$V$17,MATCH(AM570,$B$6:$B$17,0),MATCH(AK570&AL570,$C$2:$V$2,0)))","v":1135.2}]
[null,null,null,null,null,null,null,null,null,null,null,null,null,null,null,null,null,null,null,null,null,null,null,null,null,null,"Конвектор внутрипольный Royal Thermo ATRIUM-90/400/1800-DG-U-DB","НС-1477973","RT-A-90/400/1800-DG-U-DB",3,5,8,12,17,20,22,90,400,1800,"DG","U","DB",{"$f":"IF((IFERROR(IF(VLOOKUP(AK571,X:Y,2,0)=TRUE,1,0),0)+IFERROR(IF(VLOOKUP(AL571,X:Y,2,0)=TRUE,1,0),0)+IFERROR(IF(VLOOKUP(AN571,X:Y,2,0)=TRUE,1,0),0)+IFERROR(IF(VLOOKUP(AO571,X:Y,2,0)=TRUE,1,0),0)+IFERROR(IF(VLOOKUP(AP571,X:Y,2,0)=TRUE,1,0),0)+IF(AND(AM571>=Калькулятор!$C$14,AM571<=Калькулятор!$E$14),1,0)+IF(OR(AND(AS571>=Калькулятор!$C$11,AS571<=IF(ISBLANK(Калькулятор!$E$11),100000,Калькулятор!$E$11)),Калькулятор!$C$11&Калькулятор!$E$11=\"\"),1,0))=7,1,0)","v":0},{"$f":"SUM(AQ$2:AQ571)","v":240},{"$f":"IF(Калькулятор!$F$8<>70,ROUND(INDEX($C$6:$V$17,MATCH(AM571,$B$6:$B$17,0),MATCH(AK571&AL571,$C$2:$V$2,0))*(Калькулятор!$F$8/70)^справочно!$Y$2,0),ROUND(INDEX($C$6:$V$17,MATCH(AM571,$B$6:$B$17,0),MATCH(AK571&AL571,$C$2:$V$2,0)),0))","v":1290},"ЗО",{"$f":"3.6*AV571/(4.19*(Калькулятор!$C$8-Калькулятор!$D$8))","v":110.86109785202865},{"$f":"IF(Калькулятор!$F$8<>70,INDEX($C$6:$V$17,MATCH(AM571,$B$6:$B$17,0),MATCH(AK571&AL571,$C$2:$V$2,0))*(Калькулятор!$F$8/70)^справочно!$Y$2,INDEX($C$6:$V$17,MATCH(AM571,$B$6:$B$17,0),MATCH(AK571&AL571,$C$2:$V$2,0)))","v":1290.3000000000002}]
[null,null,null,null,null,null,null,null,null,null,null,null,null,null,null,null,null,null,null,null,null,null,null,null,null,null,"Конвектор внутрипольный Royal Thermo ATRIUM-90/400/2000-DG-U-DB","НС-1477976","RT-A-90/400/2000-DG-U-DB",3,5,8,12,17,20,22,90,400,2000,"DG","U","DB",{"$f":"IF((IFERROR(IF(VLOOKUP(AK572,X:Y,2,0)=TRUE,1,0),0)+IFERROR(IF(VLOOKUP(AL572,X:Y,2,0)=TRUE,1,0),0)+IFERROR(IF(VLOOKUP(AN572,X:Y,2,0)=TRUE,1,0),0)+IFERROR(IF(VLOOKUP(AO572,X:Y,2,0)=TRUE,1,0),0)+IFERROR(IF(VLOOKUP(AP572,X:Y,2,0)=TRUE,1,0),0)+IF(AND(AM572>=Калькулятор!$C$14,AM572<=Калькулятор!$E$14),1,0)+IF(OR(AND(AS572>=Калькулятор!$C$11,AS572<=IF(ISBLANK(Калькулятор!$E$11),100000,Калькулятор!$E$11)),Калькулятор!$C$11&Калькулятор!$E$11=\"\"),1,0))=7,1,0)","v":0},{"$f":"SUM(AQ$2:AQ572)","v":240},{"$f":"IF(Калькулятор!$F$8<>70,ROUND(INDEX($C$6:$V$17,MATCH(AM572,$B$6:$B$17,0),MATCH(AK572&AL572,$C$2:$V$2,0))*(Калькулятор!$F$8/70)^справочно!$Y$2,0),ROUND(INDEX($C$6:$V$17,MATCH(AM572,$B$6:$B$17,0),MATCH(AK572&AL572,$C$2:$V$2,0)),0))","v":1445},"ЗО",{"$f":"3.6*AV572/(4.19*(Калькулятор!$C$8-Калькулятор!$D$8))","v":124.18711217183771},{"$f":"IF(Калькулятор!$F$8<>70,INDEX($C$6:$V$17,MATCH(AM572,$B$6:$B$17,0),MATCH(AK572&AL572,$C$2:$V$2,0))*(Калькулятор!$F$8/70)^справочно!$Y$2,INDEX($C$6:$V$17,MATCH(AM572,$B$6:$B$17,0),MATCH(AK572&AL572,$C$2:$V$2,0)))","v":1445.4}]
[null,null,null,null,null,null,null,null,null,null,null,null,null,null,null,null,null,null,null,null,null,null,null,null,null,null,"Конвектор внутрипольный Royal Thermo ATRIUM-90/400/2200-DG-U-DB","НС-1477978","RT-A-90/400/2200-DG-U-DB",3,5,8,12,17,20,22,90,400,2200,"DG","U","DB",{"$f":"IF((IFERROR(IF(VLOOKUP(AK573,X:Y,2,0)=TRUE,1,0),0)+IFERROR(IF(VLOOKUP(AL573,X:Y,2,0)=TRUE,1,0),0)+IFERROR(IF(VLOOKUP(AN573,X:Y,2,0)=TRUE,1,0),0)+IFERROR(IF(VLOOKUP(AO573,X:Y,2,0)=TRUE,1,0),0)+IFERROR(IF(VLOOKUP(AP573,X:Y,2,0)=TRUE,1,0),0)+IF(AND(AM573>=Калькулятор!$C$14,AM573<=Калькулятор!$E$14),1,0)+IF(OR(AND(AS573>=Калькулятор!$C$11,AS573<=IF(ISBLANK(Калькулятор!$E$11),100000,Калькулятор!$E$11)),Калькулятор!$C$11&Калькулятор!$E$11=\"\"),1,0))=7,1,0)","v":0},{"$f":"SUM(AQ$2:AQ573)","v":240},{"$f":"IF(Калькулятор!$F$8<>70,ROUND(INDEX($C$6:$V$17,MATCH(AM573,$B$6:$B$17,0),MATCH(AK573&AL573,$C$2:$V$2,0))*(Калькулятор!$F$8/70)^справочно!$Y$2,0),ROUND(INDEX($C$6:$V$17,MATCH(AM573,$B$6:$B$17,0),MATCH(AK573&AL573,$C$2:$V$2,0)),0))","v":1599},"ЗО",{"$f":"3.6*AV573/(4.19*(Калькулятор!$C$8-Калькулятор!$D$8))","v":137.41861575178996},{"$f":"IF(Калькулятор!$F$8<>70,INDEX($C$6:$V$17,MATCH(AM573,$B$6:$B$17,0),MATCH(AK573&AL573,$C$2:$V$2,0))*(Калькулятор!$F$8/70)^справочно!$Y$2,INDEX($C$6:$V$17,MATCH(AM573,$B$6:$B$17,0),MATCH(AK573&AL573,$C$2:$V$2,0)))","v":1599.4}]
[null,null,null,null,null,null,null,null,null,null,null,null,null,null,null,null,null,null,null,null,null,null,null,null,null,null,"Конвектор внутрипольный Royal Thermo ATRIUM-90/400/2400-DG-U-DB","НС-1477980","RT-A-90/400/2400-DG-U-DB",3,5,8,12,17,20,22,90,400,2400,"DG","U","DB",{"$f":"IF((IFERROR(IF(VLOOKUP(AK574,X:Y,2,0)=TRUE,1,0),0)+IFERROR(IF(VLOOKUP(AL574,X:Y,2,0)=TRUE,1,0),0)+IFERROR(IF(VLOOKUP(AN574,X:Y,2,0)=TRUE,1,0),0)+IFERROR(IF(VLOOKUP(AO574,X:Y,2,0)=TRUE,1,0),0)+IFERROR(IF(VLOOKUP(AP574,X:Y,2,0)=TRUE,1,0),0)+IF(AND(AM574>=Калькулятор!$C$14,AM574<=Калькулятор!$E$14),1,0)+IF(OR(AND(AS574>=Калькулятор!$C$11,AS574<=IF(ISBLANK(Калькулятор!$E$11),100000,Калькулятор!$E$11)),Калькулятор!$C$11&Калькулятор!$E$11=\"\"),1,0))=7,1,0)","v":0},{"$f":"SUM(AQ$2:AQ574)","v":240},{"$f":"IF(Калькулятор!$F$8<>70,ROUND(INDEX($C$6:$V$17,MATCH(AM574,$B$6:$B$17,0),MATCH(AK574&AL574,$C$2:$V$2,0))*(Калькулятор!$F$8/70)^справочно!$Y$2,0),ROUND(INDEX($C$6:$V$17,MATCH(AM574,$B$6:$B$17,0),MATCH(AK574&AL574,$C$2:$V$2,0)),0))","v":1755},"ЗО",{"$f":"3.6*AV574/(4.19*(Калькулятор!$C$8-Калькулятор!$D$8))","v":150.74463007159903},{"$f":"IF(Калькулятор!$F$8<>70,INDEX($C$6:$V$17,MATCH(AM574,$B$6:$B$17,0),MATCH(AK574&AL574,$C$2:$V$2,0))*(Калькулятор!$F$8/70)^справочно!$Y$2,INDEX($C$6:$V$17,MATCH(AM574,$B$6:$B$17,0),MATCH(AK574&AL574,$C$2:$V$2,0)))","v":1754.5000000000002}]
[null,null,null,null,null,null,null,null,null,null,null,null,null,null,null,null,null,null,null,null,null,null,null,null,null,null,"Конвектор внутрипольный Royal Thermo ATRIUM-90/400/2600-DG-U-DB","НС-1477982","RT-A-90/400/2600-DG-U-DB",3,5,8,12,17,20,22,90,400,2600,"DG","U","DB",{"$f":"IF((IFERROR(IF(VLOOKUP(AK575,X:Y,2,0)=TRUE,1,0),0)+IFERROR(IF(VLOOKUP(AL575,X:Y,2,0)=TRUE,1,0),0)+IFERROR(IF(VLOOKUP(AN575,X:Y,2,0)=TRUE,1,0),0)+IFERROR(IF(VLOOKUP(AO575,X:Y,2,0)=TRUE,1,0),0)+IFERROR(IF(VLOOKUP(AP575,X:Y,2,0)=TRUE,1,0),0)+IF(AND(AM575>=Калькулятор!$C$14,AM575<=Калькулятор!$E$14),1,0)+IF(OR(AND(AS575>=Калькулятор!$C$11,AS575<=IF(ISBLANK(Калькулятор!$E$11),100000,Калькулятор!$E$11)),Калькулятор!$C$11&Калькулятор!$E$11=\"\"),1,0))=7,1,0)","v":0},{"$f":"SUM(AQ$2:AQ575)","v":240},{"$f":"IF(Калькулятор!$F$8<>70,ROUND(INDEX($C$6:$V$17,MATCH(AM575,$B$6:$B$17,0),MATCH(AK575&AL575,$C$2:$V$2,0))*(Калькулятор!$F$8/70)^справочно!$Y$2,0),ROUND(INDEX($C$6:$V$17,MATCH(AM575,$B$6:$B$17,0),MATCH(AK575&AL575,$C$2:$V$2,0)),0))","v":1910},"ЗО",{"$f":"3.6*AV575/(4.19*(Калькулятор!$C$8-Калькулятор!$D$8))","v":164.07064439140811},{"$f":"IF(Калькулятор!$F$8<>70,INDEX($C$6:$V$17,MATCH(AM575,$B$6:$B$17,0),MATCH(AK575&AL575,$C$2:$V$2,0))*(Калькулятор!$F$8/70)^справочно!$Y$2,INDEX($C$6:$V$17,MATCH(AM575,$B$6:$B$17,0),MATCH(AK575&AL575,$C$2:$V$2,0)))","v":1909.6000000000001}]
[null,null,null,null,null,null,null,null,null,null,null,null,null,null,null,null,null,null,null,null,null,null,null,null,null,null,"Конвектор внутрипольный Royal Thermo ATRIUM-90/400/2800-DG-U-DB","НС-1477984","RT-A-90/400/2800-DG-U-DB",3,5,8,12,17,20,22,90,400,2800,"DG","U","DB",{"$f":"IF((IFERROR(IF(VLOOKUP(AK576,X:Y,2,0)=TRUE,1,0),0)+IFERROR(IF(VLOOKUP(AL576,X:Y,2,0)=TRUE,1,0),0)+IFERROR(IF(VLOOKUP(AN576,X:Y,2,0)=TRUE,1,0),0)+IFERROR(IF(VLOOKUP(AO576,X:Y,2,0)=TRUE,1,0),0)+IFERROR(IF(VLOOKUP(AP576,X:Y,2,0)=TRUE,1,0),0)+IF(AND(AM576>=Калькулятор!$C$14,AM576<=Калькулятор!$E$14),1,0)+IF(OR(AND(AS576>=Калькулятор!$C$11,AS576<=IF(ISBLANK(Калькулятор!$E$11),100000,Калькулятор!$E$11)),Калькулятор!$C$11&Калькулятор!$E$11=\"\"),1,0))=7,1,0)","v":0},{"$f":"SUM(AQ$2:AQ576)","v":240},{"$f":"IF(Калькулятор!$F$8<>70,ROUND(INDEX($C$6:$V$17,MATCH(AM576,$B$6:$B$17,0),MATCH(AK576&AL576,$C$2:$V$2,0))*(Калькулятор!$F$8/70)^справочно!$Y$2,0),ROUND(INDEX($C$6:$V$17,MATCH(AM576,$B$6:$B$17,0),MATCH(AK576&AL576,$C$2:$V$2,0)),0))","v":2064},"ЗО",{"$f":"3.6*AV576/(4.19*(Калькулятор!$C$8-Калькулятор!$D$8))","v":177.3021479713604},{"$f":"IF(Калькулятор!$F$8<>70,INDEX($C$6:$V$17,MATCH(AM576,$B$6:$B$17,0),MATCH(AK576&AL576,$C$2:$V$2,0))*(Калькулятор!$F$8/70)^справочно!$Y$2,INDEX($C$6:$V$17,MATCH(AM576,$B$6:$B$17,0),MATCH(AK576&AL576,$C$2:$V$2,0)))","v":2063.6000000000004}]
[null,null,null,null,null,null,null,null,null,null,null,null,null,null,null,null,null,null,null,null,null,null,null,null,null,null,"Конвектор внутрипольный Royal Thermo ATRIUM-90/400/3000-DG-U-DB","НС-1477986","RT-A-90/400/3000-DG-U-DB",3,5,8,12,17,20,22,90,400,3000,"DG","U","DB",{"$f":"IF((IFERROR(IF(VLOOKUP(AK577,X:Y,2,0)=TRUE,1,0),0)+IFERROR(IF(VLOOKUP(AL577,X:Y,2,0)=TRUE,1,0),0)+IFERROR(IF(VLOOKUP(AN577,X:Y,2,0)=TRUE,1,0),0)+IFERROR(IF(VLOOKUP(AO577,X:Y,2,0)=TRUE,1,0),0)+IFERROR(IF(VLOOKUP(AP577,X:Y,2,0)=TRUE,1,0),0)+IF(AND(AM577>=Калькулятор!$C$14,AM577<=Калькулятор!$E$14),1,0)+IF(OR(AND(AS577>=Калькулятор!$C$11,AS577<=IF(ISBLANK(Калькулятор!$E$11),100000,Калькулятор!$E$11)),Калькулятор!$C$11&Калькулятор!$E$11=\"\"),1,0))=7,1,0)","v":0},{"$f":"SUM(AQ$2:AQ577)","v":240},{"$f":"IF(Калькулятор!$F$8<>70,ROUND(INDEX($C$6:$V$17,MATCH(AM577,$B$6:$B$17,0),MATCH(AK577&AL577,$C$2:$V$2,0))*(Калькулятор!$F$8/70)^справочно!$Y$2,0),ROUND(INDEX($C$6:$V$17,MATCH(AM577,$B$6:$B$17,0),MATCH(AK577&AL577,$C$2:$V$2,0)),0))","v":2219},"ЗО",{"$f":"3.6*AV577/(4.19*(Калькулятор!$C$8-Калькулятор!$D$8))","v":190.62816229116947},{"$f":"IF(Калькулятор!$F$8<>70,INDEX($C$6:$V$17,MATCH(AM577,$B$6:$B$17,0),MATCH(AK577&AL577,$C$2:$V$2,0))*(Калькулятор!$F$8/70)^справочно!$Y$2,INDEX($C$6:$V$17,MATCH(AM577,$B$6:$B$17,0),MATCH(AK577&AL577,$C$2:$V$2,0)))","v":2218.7000000000003}]
[null,null,null,null,null,null,null,null,null,null,null,null,null,null,null,null,null,null,null,null,null,null,null,null,null,null,"Конвектор внутрипольный Royal Thermo ATRIUM-110/200/800-DG-U-DB","НС-1477257","RT-A-110/200/800-DG-U-DB",{"$f":"SEARCH(\"-\",AC578)","v":3},{"$f":"SEARCH(\"-\",AC578,AD578+1)","v":5},{"$f":"SEARCH(\"/\",AC578)","v":9},{"$f":"SEARCH(\"/\",AC578,AF578+1)","v":13},{"$f":"SEARCH(\"-\",AC578,AE578+1)","v":17},{"$f":"SEARCH(\"-\",AC578,AH578+1)","v":20},{"$f":"SEARCH(\"-\",AC578,AI578+1)","v":22},{"$f":"MID($AC578,AE578+1,AF578-AE578-1)*1","v":110},{"$f":"MID($AC578,AF578+1,AG578-AF578-1)*1","v":200},{"$f":"MID($AC578,AG578+1,AH578-AG578-1)*1","v":800},{"$f":"MID($AC578,AH578+1,AI578-AH578-1)","v":"DG"},{"$f":"MID($AC578,AI578+1,AJ578-AI578-1)","v":"U"},{"$f":"MID($AC578,AI578+3,LEN(AC578)-AI578-1)","v":"DB"},{"$f":"IF((IFERROR(IF(VLOOKUP(AK578,X:Y,2,0)=TRUE,1,0),0)+IFERROR(IF(VLOOKUP(AL578,X:Y,2,0)=TRUE,1,0),0)+IFERROR(IF(VLOOKUP(AN578,X:Y,2,0)=TRUE,1,0),0)+IFERROR(IF(VLOOKUP(AO578,X:Y,2,0)=TRUE,1,0),0)+IFERROR(IF(VLOOKUP(AP578,X:Y,2,0)=TRUE,1,0),0)+IF(AND(AM578>=Калькулятор!$C$14,AM578<=Калькулятор!$E$14),1,0)+IF(OR(AND(AS578>=Калькулятор!$C$11,AS578<=IF(ISBLANK(Калькулятор!$E$11),100000,Калькулятор!$E$11)),Калькулятор!$C$11&Калькулятор!$E$11=\"\"),1,0))=7,1,0)","v":0},{"$f":"SUM(AQ$2:AQ578)","v":240},{"$f":"IF(Калькулятор!$F$8<>70,ROUND(INDEX($C$6:$V$17,MATCH(AM578,$B$6:$B$17,0),MATCH(AK578&AL578,$C$2:$V$2,0))*(Калькулятор!$F$8/70)^справочно!$Y$2,0),ROUND(INDEX($C$6:$V$17,MATCH(AM578,$B$6:$B$17,0),MATCH(AK578&AL578,$C$2:$V$2,0)),0))","v":279},"ЗО",{"$f":"3.6*AV578/(4.19*(Калькулятор!$C$8-Калькулятор!$D$8))","v":24.005727923627685},{"$f":"IF(Калькулятор!$F$8<>70,INDEX($C$6:$V$17,MATCH(AM578,$B$6:$B$17,0),MATCH(AK578&AL578,$C$2:$V$2,0))*(Калькулятор!$F$8/70)^справочно!$Y$2,INDEX($C$6:$V$17,MATCH(AM578,$B$6:$B$17,0),MATCH(AK578&AL578,$C$2:$V$2,0)))","v":279.40000000000003}]
[null,null,null,null,null,null,null,null,null,null,null,null,null,null,null,null,null,null,null,null,null,null,null,null,null,null,"Конвектор внутрипольный Royal Thermo ATRIUM-110/200/1000-DG-U-DB","НС-1477224","RT-A-110/200/1000-DG-U-DB",3,5,9,13,18,21,23,110,200,1000,"DG","U","DB",{"$f":"IF((IFERROR(IF(VLOOKUP(AK579,X:Y,2,0)=TRUE,1,0),0)+IFERROR(IF(VLOOKUP(AL579,X:Y,2,0)=TRUE,1,0),0)+IFERROR(IF(VLOOKUP(AN579,X:Y,2,0)=TRUE,1,0),0)+IFERROR(IF(VLOOKUP(AO579,X:Y,2,0)=TRUE,1,0),0)+IFERROR(IF(VLOOKUP(AP579,X:Y,2,0)=TRUE,1,0),0)+IF(AND(AM579>=Калькулятор!$C$14,AM579<=Калькулятор!$E$14),1,0)+IF(OR(AND(AS579>=Калькулятор!$C$11,AS579<=IF(ISBLANK(Калькулятор!$E$11),100000,Калькулятор!$E$11)),Калькулятор!$C$11&Калькулятор!$E$11=\"\"),1,0))=7,1,0)","v":0},{"$f":"SUM(AQ$2:AQ579)","v":240},{"$f":"IF(Калькулятор!$F$8<>70,ROUND(INDEX($C$6:$V$17,MATCH(AM579,$B$6:$B$17,0),MATCH(AK579&AL579,$C$2:$V$2,0))*(Калькулятор!$F$8/70)^справочно!$Y$2,0),ROUND(INDEX($C$6:$V$17,MATCH(AM579,$B$6:$B$17,0),MATCH(AK579&AL579,$C$2:$V$2,0)),0))","v":384},"-",{"$f":"3.6*AV579/(4.19*(Калькулятор!$C$8-Калькулятор!$D$8))","v":32.984248210023864},{"$f":"IF(Калькулятор!$F$8<>70,INDEX($C$6:$V$17,MATCH(AM579,$B$6:$B$17,0),MATCH(AK579&AL579,$C$2:$V$2,0))*(Калькулятор!$F$8/70)^справочно!$Y$2,INDEX($C$6:$V$17,MATCH(AM579,$B$6:$B$17,0),MATCH(AK579&AL579,$C$2:$V$2,0)))","v":383.90000000000003}]
[null,null,null,null,null,null,null,null,null,null,null,null,null,null,null,null,null,null,null,null,null,null,null,null,null,null,"Конвектор внутрипольный Royal Thermo ATRIUM-110/200/1200-DG-U-DB","НС-1477227","RT-A-110/200/1200-DG-U-DB",3,5,9,13,18,21,23,110,200,1200,"DG","U","DB",{"$f":"IF((IFERROR(IF(VLOOKUP(AK580,X:Y,2,0)=TRUE,1,0),0)+IFERROR(IF(VLOOKUP(AL580,X:Y,2,0)=TRUE,1,0),0)+IFERROR(IF(VLOOKUP(AN580,X:Y,2,0)=TRUE,1,0),0)+IFERROR(IF(VLOOKUP(AO580,X:Y,2,0)=TRUE,1,0),0)+IFERROR(IF(VLOOKUP(AP580,X:Y,2,0)=TRUE,1,0),0)+IF(AND(AM580>=Калькулятор!$C$14,AM580<=Калькулятор!$E$14),1,0)+IF(OR(AND(AS580>=Калькулятор!$C$11,AS580<=IF(ISBLANK(Калькулятор!$E$11),100000,Калькулятор!$E$11)),Калькулятор!$C$11&Калькулятор!$E$11=\"\"),1,0))=7,1,0)","v":0},{"$f":"SUM(AQ$2:AQ580)","v":240},{"$f":"IF(Калькулятор!$F$8<>70,ROUND(INDEX($C$6:$V$17,MATCH(AM580,$B$6:$B$17,0),MATCH(AK580&AL580,$C$2:$V$2,0))*(Калькулятор!$F$8/70)^справочно!$Y$2,0),ROUND(INDEX($C$6:$V$17,MATCH(AM580,$B$6:$B$17,0),MATCH(AK580&AL580,$C$2:$V$2,0)),0))","v":490},"-",{"$f":"3.6*AV580/(4.19*(Калькулятор!$C$8-Калькулятор!$D$8))","v":42.057279236276848},{"$f":"IF(Калькулятор!$F$8<>70,INDEX($C$6:$V$17,MATCH(AM580,$B$6:$B$17,0),MATCH(AK580&AL580,$C$2:$V$2,0))*(Калькулятор!$F$8/70)^справочно!$Y$2,INDEX($C$6:$V$17,MATCH(AM580,$B$6:$B$17,0),MATCH(AK580&AL580,$C$2:$V$2,0)))","v":489.50000000000006}]
[null,null,null,null,null,null,null,null,null,null,null,null,null,null,null,null,null,null,null,null,null,null,null,null,null,null,"Конвектор внутрипольный Royal Thermo ATRIUM-110/200/1400-DG-U-DB","НС-1477230","RT-A-110/200/1400-DG-U-DB",3,5,9,13,18,21,23,110,200,1400,"DG","U","DB",{"$f":"IF((IFERROR(IF(VLOOKUP(AK581,X:Y,2,0)=TRUE,1,0),0)+IFERROR(IF(VLOOKUP(AL581,X:Y,2,0)=TRUE,1,0),0)+IFERROR(IF(VLOOKUP(AN581,X:Y,2,0)=TRUE,1,0),0)+IFERROR(IF(VLOOKUP(AO581,X:Y,2,0)=TRUE,1,0),0)+IFERROR(IF(VLOOKUP(AP581,X:Y,2,0)=TRUE,1,0),0)+IF(AND(AM581>=Калькулятор!$C$14,AM581<=Калькулятор!$E$14),1,0)+IF(OR(AND(AS581>=Калькулятор!$C$11,AS581<=IF(ISBLANK(Калькулятор!$E$11),100000,Калькулятор!$E$11)),Калькулятор!$C$11&Калькулятор!$E$11=\"\"),1,0))=7,1,0)","v":0},{"$f":"SUM(AQ$2:AQ581)","v":240},{"$f":"IF(Калькулятор!$F$8<>70,ROUND(INDEX($C$6:$V$17,MATCH(AM581,$B$6:$B$17,0),MATCH(AK581&AL581,$C$2:$V$2,0))*(Калькулятор!$F$8/70)^справочно!$Y$2,0),ROUND(INDEX($C$6:$V$17,MATCH(AM581,$B$6:$B$17,0),MATCH(AK581&AL581,$C$2:$V$2,0)),0))","v":595},"-",{"$f":"3.6*AV581/(4.19*(Калькулятор!$C$8-Калькулятор!$D$8))","v":51.130310262529832},{"$f":"IF(Калькулятор!$F$8<>70,INDEX($C$6:$V$17,MATCH(AM581,$B$6:$B$17,0),MATCH(AK581&AL581,$C$2:$V$2,0))*(Калькулятор!$F$8/70)^справочно!$Y$2,INDEX($C$6:$V$17,MATCH(AM581,$B$6:$B$17,0),MATCH(AK581&AL581,$C$2:$V$2,0)))","v":595.1}]
[null,null,null,null,null,null,null,null,null,null,null,null,null,null,null,null,null,null,null,null,null,null,null,null,null,null,"Конвектор внутрипольный Royal Thermo ATRIUM-110/200/1600-DG-U-DB","НС-1477233","RT-A-110/200/1600-DG-U-DB",3,5,9,13,18,21,23,110,200,1600,"DG","U","DB",{"$f":"IF((IFERROR(IF(VLOOKUP(AK582,X:Y,2,0)=TRUE,1,0),0)+IFERROR(IF(VLOOKUP(AL582,X:Y,2,0)=TRUE,1,0),0)+IFERROR(IF(VLOOKUP(AN582,X:Y,2,0)=TRUE,1,0),0)+IFERROR(IF(VLOOKUP(AO582,X:Y,2,0)=TRUE,1,0),0)+IFERROR(IF(VLOOKUP(AP582,X:Y,2,0)=TRUE,1,0),0)+IF(AND(AM582>=Калькулятор!$C$14,AM582<=Калькулятор!$E$14),1,0)+IF(OR(AND(AS582>=Калькулятор!$C$11,AS582<=IF(ISBLANK(Калькулятор!$E$11),100000,Калькулятор!$E$11)),Калькулятор!$C$11&Калькулятор!$E$11=\"\"),1,0))=7,1,0)","v":0},{"$f":"SUM(AQ$2:AQ582)","v":240},{"$f":"IF(Калькулятор!$F$8<>70,ROUND(INDEX($C$6:$V$17,MATCH(AM582,$B$6:$B$17,0),MATCH(AK582&AL582,$C$2:$V$2,0))*(Калькулятор!$F$8/70)^справочно!$Y$2,0),ROUND(INDEX($C$6:$V$17,MATCH(AM582,$B$6:$B$17,0),MATCH(AK582&AL582,$C$2:$V$2,0)),0))","v":701},"-",{"$f":"3.6*AV582/(4.19*(Калькулятор!$C$8-Калькулятор!$D$8))","v":60.203341288782816},{"$f":"IF(Калькулятор!$F$8<>70,INDEX($C$6:$V$17,MATCH(AM582,$B$6:$B$17,0),MATCH(AK582&AL582,$C$2:$V$2,0))*(Калькулятор!$F$8/70)^справочно!$Y$2,INDEX($C$6:$V$17,MATCH(AM582,$B$6:$B$17,0),MATCH(AK582&AL582,$C$2:$V$2,0)))","v":700.7}]
[null,null,null,null,null,null,null,null,null,null,null,null,null,null,null,null,null,null,null,null,null,null,null,null,null,null,"Конвектор внутрипольный Royal Thermo ATRIUM-110/200/1800-DG-U-DB","НС-1477236","RT-A-110/200/1800-DG-U-DB",3,5,9,13,18,21,23,110,200,1800,"DG","U","DB",{"$f":"IF((IFERROR(IF(VLOOKUP(AK583,X:Y,2,0)=TRUE,1,0),0)+IFERROR(IF(VLOOKUP(AL583,X:Y,2,0)=TRUE,1,0),0)+IFERROR(IF(VLOOKUP(AN583,X:Y,2,0)=TRUE,1,0),0)+IFERROR(IF(VLOOKUP(AO583,X:Y,2,0)=TRUE,1,0),0)+IFERROR(IF(VLOOKUP(AP583,X:Y,2,0)=TRUE,1,0),0)+IF(AND(AM583>=Калькулятор!$C$14,AM583<=Калькулятор!$E$14),1,0)+IF(OR(AND(AS583>=Калькулятор!$C$11,AS583<=IF(ISBLANK(Калькулятор!$E$11),100000,Калькулятор!$E$11)),Калькулятор!$C$11&Калькулятор!$E$11=\"\"),1,0))=7,1,0)","v":0},{"$f":"SUM(AQ$2:AQ583)","v":240},{"$f":"IF(Калькулятор!$F$8<>70,ROUND(INDEX($C$6:$V$17,MATCH(AM583,$B$6:$B$17,0),MATCH(AK583&AL583,$C$2:$V$2,0))*(Калькулятор!$F$8/70)^справочно!$Y$2,0),ROUND(INDEX($C$6:$V$17,MATCH(AM583,$B$6:$B$17,0),MATCH(AK583&AL583,$C$2:$V$2,0)),0))","v":806},"-",{"$f":"3.6*AV583/(4.19*(Калькулятор!$C$8-Калькулятор!$D$8))","v":69.2763723150358},{"$f":"IF(Калькулятор!$F$8<>70,INDEX($C$6:$V$17,MATCH(AM583,$B$6:$B$17,0),MATCH(AK583&AL583,$C$2:$V$2,0))*(Калькулятор!$F$8/70)^справочно!$Y$2,INDEX($C$6:$V$17,MATCH(AM583,$B$6:$B$17,0),MATCH(AK583&AL583,$C$2:$V$2,0)))","v":806.30000000000007}]
[null,null,null,null,null,null,null,null,null,null,null,null,null,null,null,null,null,null,null,null,null,null,null,null,null,null,"Конвектор внутрипольный Royal Thermo ATRIUM-110/200/2000-DG-U-DB","НС-1477239","RT-A-110/200/2000-DG-U-DB",3,5,9,13,18,21,23,110,200,2000,"DG","U","DB",{"$f":"IF((IFERROR(IF(VLOOKUP(AK584,X:Y,2,0)=TRUE,1,0),0)+IFERROR(IF(VLOOKUP(AL584,X:Y,2,0)=TRUE,1,0),0)+IFERROR(IF(VLOOKUP(AN584,X:Y,2,0)=TRUE,1,0),0)+IFERROR(IF(VLOOKUP(AO584,X:Y,2,0)=TRUE,1,0),0)+IFERROR(IF(VLOOKUP(AP584,X:Y,2,0)=TRUE,1,0),0)+IF(AND(AM584>=Калькулятор!$C$14,AM584<=Калькулятор!$E$14),1,0)+IF(OR(AND(AS584>=Калькулятор!$C$11,AS584<=IF(ISBLANK(Калькулятор!$E$11),100000,Калькулятор!$E$11)),Калькулятор!$C$11&Калькулятор!$E$11=\"\"),1,0))=7,1,0)","v":0},{"$f":"SUM(AQ$2:AQ584)","v":240},{"$f":"IF(Калькулятор!$F$8<>70,ROUND(INDEX($C$6:$V$17,MATCH(AM584,$B$6:$B$17,0),MATCH(AK584&AL584,$C$2:$V$2,0))*(Калькулятор!$F$8/70)^справочно!$Y$2,0),ROUND(INDEX($C$6:$V$17,MATCH(AM584,$B$6:$B$17,0),MATCH(AK584&AL584,$C$2:$V$2,0)),0))","v":912},"-",{"$f":"3.6*AV584/(4.19*(Калькулятор!$C$8-Калькулятор!$D$8))","v":78.349403341288792},{"$f":"IF(Калькулятор!$F$8<>70,INDEX($C$6:$V$17,MATCH(AM584,$B$6:$B$17,0),MATCH(AK584&AL584,$C$2:$V$2,0))*(Калькулятор!$F$8/70)^справочно!$Y$2,INDEX($C$6:$V$17,MATCH(AM584,$B$6:$B$17,0),MATCH(AK584&AL584,$C$2:$V$2,0)))","v":911.90000000000009}]
[null,null,null,null,null,null,null,null,null,null,null,null,null,null,null,null,null,null,null,null,null,null,null,null,null,null,"Конвектор внутрипольный Royal Thermo ATRIUM-110/200/2200-DG-U-DB","НС-1477242","RT-A-110/200/2200-DG-U-DB",3,5,9,13,18,21,23,110,200,2200,"DG","U","DB",{"$f":"IF((IFERROR(IF(VLOOKUP(AK585,X:Y,2,0)=TRUE,1,0),0)+IFERROR(IF(VLOOKUP(AL585,X:Y,2,0)=TRUE,1,0),0)+IFERROR(IF(VLOOKUP(AN585,X:Y,2,0)=TRUE,1,0),0)+IFERROR(IF(VLOOKUP(AO585,X:Y,2,0)=TRUE,1,0),0)+IFERROR(IF(VLOOKUP(AP585,X:Y,2,0)=TRUE,1,0),0)+IF(AND(AM585>=Калькулятор!$C$14,AM585<=Калькулятор!$E$14),1,0)+IF(OR(AND(AS585>=Калькулятор!$C$11,AS585<=IF(ISBLANK(Калькулятор!$E$11),100000,Калькулятор!$E$11)),Калькулятор!$C$11&Калькулятор!$E$11=\"\"),1,0))=7,1,0)","v":0},{"$f":"SUM(AQ$2:AQ585)","v":240},{"$f":"IF(Калькулятор!$F$8<>70,ROUND(INDEX($C$6:$V$17,MATCH(AM585,$B$6:$B$17,0),MATCH(AK585&AL585,$C$2:$V$2,0))*(Калькулятор!$F$8/70)^справочно!$Y$2,0),ROUND(INDEX($C$6:$V$17,MATCH(AM585,$B$6:$B$17,0),MATCH(AK585&AL585,$C$2:$V$2,0)),0))","v":1018},"-",{"$f":"3.6*AV585/(4.19*(Калькулятор!$C$8-Калькулятор!$D$8))","v":87.422434367541769},{"$f":"IF(Калькулятор!$F$8<>70,INDEX($C$6:$V$17,MATCH(AM585,$B$6:$B$17,0),MATCH(AK585&AL585,$C$2:$V$2,0))*(Калькулятор!$F$8/70)^справочно!$Y$2,INDEX($C$6:$V$17,MATCH(AM585,$B$6:$B$17,0),MATCH(AK585&AL585,$C$2:$V$2,0)))","v":1017.5000000000001}]
[null,null,null,null,null,null,null,null,null,null,null,null,null,null,null,null,null,null,null,null,null,null,null,null,null,null,"Конвектор внутрипольный Royal Thermo ATRIUM-110/200/2400-DG-U-DB","НС-1477245","RT-A-110/200/2400-DG-U-DB",3,5,9,13,18,21,23,110,200,2400,"DG","U","DB",{"$f":"IF((IFERROR(IF(VLOOKUP(AK586,X:Y,2,0)=TRUE,1,0),0)+IFERROR(IF(VLOOKUP(AL586,X:Y,2,0)=TRUE,1,0),0)+IFERROR(IF(VLOOKUP(AN586,X:Y,2,0)=TRUE,1,0),0)+IFERROR(IF(VLOOKUP(AO586,X:Y,2,0)=TRUE,1,0),0)+IFERROR(IF(VLOOKUP(AP586,X:Y,2,0)=TRUE,1,0),0)+IF(AND(AM586>=Калькулятор!$C$14,AM586<=Калькулятор!$E$14),1,0)+IF(OR(AND(AS586>=Калькулятор!$C$11,AS586<=IF(ISBLANK(Калькулятор!$E$11),100000,Калькулятор!$E$11)),Калькулятор!$C$11&Калькулятор!$E$11=\"\"),1,0))=7,1,0)","v":0},{"$f":"SUM(AQ$2:AQ586)","v":240},{"$f":"IF(Калькулятор!$F$8<>70,ROUND(INDEX($C$6:$V$17,MATCH(AM586,$B$6:$B$17,0),MATCH(AK586&AL586,$C$2:$V$2,0))*(Калькулятор!$F$8/70)^справочно!$Y$2,0),ROUND(INDEX($C$6:$V$17,MATCH(AM586,$B$6:$B$17,0),MATCH(AK586&AL586,$C$2:$V$2,0)),0))","v":1123},"-",{"$f":"3.6*AV586/(4.19*(Калькулятор!$C$8-Калькулятор!$D$8))","v":96.49546539379476},{"$f":"IF(Калькулятор!$F$8<>70,INDEX($C$6:$V$17,MATCH(AM586,$B$6:$B$17,0),MATCH(AK586&AL586,$C$2:$V$2,0))*(Калькулятор!$F$8/70)^справочно!$Y$2,INDEX($C$6:$V$17,MATCH(AM586,$B$6:$B$17,0),MATCH(AK586&AL586,$C$2:$V$2,0)))","v":1123.1000000000001}]
[null,null,null,null,null,null,null,null,null,null,null,null,null,null,null,null,null,null,null,null,null,null,null,null,null,null,"Конвектор внутрипольный Royal Thermo ATRIUM-110/200/2600-DG-U-DB","НС-1477248","RT-A-110/200/2600-DG-U-DB",3,5,9,13,18,21,23,110,200,2600,"DG","U","DB",{"$f":"IF((IFERROR(IF(VLOOKUP(AK587,X:Y,2,0)=TRUE,1,0),0)+IFERROR(IF(VLOOKUP(AL587,X:Y,2,0)=TRUE,1,0),0)+IFERROR(IF(VLOOKUP(AN587,X:Y,2,0)=TRUE,1,0),0)+IFERROR(IF(VLOOKUP(AO587,X:Y,2,0)=TRUE,1,0),0)+IFERROR(IF(VLOOKUP(AP587,X:Y,2,0)=TRUE,1,0),0)+IF(AND(AM587>=Калькулятор!$C$14,AM587<=Калькулятор!$E$14),1,0)+IF(OR(AND(AS587>=Калькулятор!$C$11,AS587<=IF(ISBLANK(Калькулятор!$E$11),100000,Калькулятор!$E$11)),Калькулятор!$C$11&Калькулятор!$E$11=\"\"),1,0))=7,1,0)","v":0},{"$f":"SUM(AQ$2:AQ587)","v":240},{"$f":"IF(Калькулятор!$F$8<>70,ROUND(INDEX($C$6:$V$17,MATCH(AM587,$B$6:$B$17,0),MATCH(AK587&AL587,$C$2:$V$2,0))*(Калькулятор!$F$8/70)^справочно!$Y$2,0),ROUND(INDEX($C$6:$V$17,MATCH(AM587,$B$6:$B$17,0),MATCH(AK587&AL587,$C$2:$V$2,0)),0))","v":1229},"ЗО",{"$f":"3.6*AV587/(4.19*(Калькулятор!$C$8-Калькулятор!$D$8))","v":105.56849642004774},{"$f":"IF(Калькулятор!$F$8<>70,INDEX($C$6:$V$17,MATCH(AM587,$B$6:$B$17,0),MATCH(AK587&AL587,$C$2:$V$2,0))*(Калькулятор!$F$8/70)^справочно!$Y$2,INDEX($C$6:$V$17,MATCH(AM587,$B$6:$B$17,0),MATCH(AK587&AL587,$C$2:$V$2,0)))","v":1228.7}]
[null,null,null,null,null,null,null,null,null,null,null,null,null,null,null,null,null,null,null,null,null,null,null,null,null,null,"Конвектор внутрипольный Royal Thermo ATRIUM-110/200/2800-DG-U-DB","НС-1477251","RT-A-110/200/2800-DG-U-DB",3,5,9,13,18,21,23,110,200,2800,"DG","U","DB",{"$f":"IF((IFERROR(IF(VLOOKUP(AK588,X:Y,2,0)=TRUE,1,0),0)+IFERROR(IF(VLOOKUP(AL588,X:Y,2,0)=TRUE,1,0),0)+IFERROR(IF(VLOOKUP(AN588,X:Y,2,0)=TRUE,1,0),0)+IFERROR(IF(VLOOKUP(AO588,X:Y,2,0)=TRUE,1,0),0)+IFERROR(IF(VLOOKUP(AP588,X:Y,2,0)=TRUE,1,0),0)+IF(AND(AM588>=Калькулятор!$C$14,AM588<=Калькулятор!$E$14),1,0)+IF(OR(AND(AS588>=Калькулятор!$C$11,AS588<=IF(ISBLANK(Калькулятор!$E$11),100000,Калькулятор!$E$11)),Калькулятор!$C$11&Калькулятор!$E$11=\"\"),1,0))=7,1,0)","v":0},{"$f":"SUM(AQ$2:AQ588)","v":240},{"$f":"IF(Калькулятор!$F$8<>70,ROUND(INDEX($C$6:$V$17,MATCH(AM588,$B$6:$B$17,0),MATCH(AK588&AL588,$C$2:$V$2,0))*(Калькулятор!$F$8/70)^справочно!$Y$2,0),ROUND(INDEX($C$6:$V$17,MATCH(AM588,$B$6:$B$17,0),MATCH(AK588&AL588,$C$2:$V$2,0)),0))","v":1334},"ЗО",{"$f":"3.6*AV588/(4.19*(Калькулятор!$C$8-Калькулятор!$D$8))","v":114.64152744630071},{"$f":"IF(Калькулятор!$F$8<>70,INDEX($C$6:$V$17,MATCH(AM588,$B$6:$B$17,0),MATCH(AK588&AL588,$C$2:$V$2,0))*(Калькулятор!$F$8/70)^справочно!$Y$2,INDEX($C$6:$V$17,MATCH(AM588,$B$6:$B$17,0),MATCH(AK588&AL588,$C$2:$V$2,0)))","v":1334.3000000000002}]
[null,null,null,null,null,null,null,null,null,null,null,null,null,null,null,null,null,null,null,null,null,null,null,null,null,null,"Конвектор внутрипольный Royal Thermo ATRIUM-110/200/3000-DG-U-DB","НС-1477254","RT-A-110/200/3000-DG-U-DB",3,5,9,13,18,21,23,110,200,3000,"DG","U","DB",{"$f":"IF((IFERROR(IF(VLOOKUP(AK589,X:Y,2,0)=TRUE,1,0),0)+IFERROR(IF(VLOOKUP(AL589,X:Y,2,0)=TRUE,1,0),0)+IFERROR(IF(VLOOKUP(AN589,X:Y,2,0)=TRUE,1,0),0)+IFERROR(IF(VLOOKUP(AO589,X:Y,2,0)=TRUE,1,0),0)+IFERROR(IF(VLOOKUP(AP589,X:Y,2,0)=TRUE,1,0),0)+IF(AND(AM589>=Калькулятор!$C$14,AM589<=Калькулятор!$E$14),1,0)+IF(OR(AND(AS589>=Калькулятор!$C$11,AS589<=IF(ISBLANK(Калькулятор!$E$11),100000,Калькулятор!$E$11)),Калькулятор!$C$11&Калькулятор!$E$11=\"\"),1,0))=7,1,0)","v":0},{"$f":"SUM(AQ$2:AQ589)","v":240},{"$f":"IF(Калькулятор!$F$8<>70,ROUND(INDEX($C$6:$V$17,MATCH(AM589,$B$6:$B$17,0),MATCH(AK589&AL589,$C$2:$V$2,0))*(Калькулятор!$F$8/70)^справочно!$Y$2,0),ROUND(INDEX($C$6:$V$17,MATCH(AM589,$B$6:$B$17,0),MATCH(AK589&AL589,$C$2:$V$2,0)),0))","v":1440},"ЗО",{"$f":"3.6*AV589/(4.19*(Калькулятор!$C$8-Калькулятор!$D$8))","v":123.71455847255369},{"$f":"IF(Калькулятор!$F$8<>70,INDEX($C$6:$V$17,MATCH(AM589,$B$6:$B$17,0),MATCH(AK589&AL589,$C$2:$V$2,0))*(Калькулятор!$F$8/70)^справочно!$Y$2,INDEX($C$6:$V$17,MATCH(AM589,$B$6:$B$17,0),MATCH(AK589&AL589,$C$2:$V$2,0)))","v":1439.9}]
[null,null,null,null,null,null,null,null,null,null,null,null,null,null,null,null,null,null,null,null,null,null,null,null,null,null,"Конвектор внутрипольный Royal Thermo ATRIUM-110/250/800-DG-U-DB","НС-1477296","RT-A-110/250/800-DG-U-DB",3,5,9,13,17,20,22,110,250,800,"DG","U","DB",{"$f":"IF((IFERROR(IF(VLOOKUP(AK590,X:Y,2,0)=TRUE,1,0),0)+IFERROR(IF(VLOOKUP(AL590,X:Y,2,0)=TRUE,1,0),0)+IFERROR(IF(VLOOKUP(AN590,X:Y,2,0)=TRUE,1,0),0)+IFERROR(IF(VLOOKUP(AO590,X:Y,2,0)=TRUE,1,0),0)+IFERROR(IF(VLOOKUP(AP590,X:Y,2,0)=TRUE,1,0),0)+IF(AND(AM590>=Калькулятор!$C$14,AM590<=Калькулятор!$E$14),1,0)+IF(OR(AND(AS590>=Калькулятор!$C$11,AS590<=IF(ISBLANK(Калькулятор!$E$11),100000,Калькулятор!$E$11)),Калькулятор!$C$11&Калькулятор!$E$11=\"\"),1,0))=7,1,0)","v":0},{"$f":"SUM(AQ$2:AQ590)","v":240},{"$f":"IF(Калькулятор!$F$8<>70,ROUND(INDEX($C$6:$V$17,MATCH(AM590,$B$6:$B$17,0),MATCH(AK590&AL590,$C$2:$V$2,0))*(Калькулятор!$F$8/70)^справочно!$Y$2,0),ROUND(INDEX($C$6:$V$17,MATCH(AM590,$B$6:$B$17,0),MATCH(AK590&AL590,$C$2:$V$2,0)),0))","v":356},"ЗО",{"$f":"3.6*AV590/(4.19*(Калькулятор!$C$8-Калькулятор!$D$8))","v":30.621479713603819},{"$f":"IF(Калькулятор!$F$8<>70,INDEX($C$6:$V$17,MATCH(AM590,$B$6:$B$17,0),MATCH(AK590&AL590,$C$2:$V$2,0))*(Калькулятор!$F$8/70)^справочно!$Y$2,INDEX($C$6:$V$17,MATCH(AM590,$B$6:$B$17,0),MATCH(AK590&AL590,$C$2:$V$2,0)))","v":356.40000000000003}]
[null,null,null,null,null,null,null,null,null,null,null,null,null,null,null,null,null,null,null,null,null,null,null,null,null,null,"Конвектор внутрипольный Royal Thermo ATRIUM-110/250/1000-DG-U-DB","НС-1477263","RT-A-110/250/1000-DG-U-DB",3,5,9,13,18,21,23,110,250,1000,"DG","U","DB",{"$f":"IF((IFERROR(IF(VLOOKUP(AK591,X:Y,2,0)=TRUE,1,0),0)+IFERROR(IF(VLOOKUP(AL591,X:Y,2,0)=TRUE,1,0),0)+IFERROR(IF(VLOOKUP(AN591,X:Y,2,0)=TRUE,1,0),0)+IFERROR(IF(VLOOKUP(AO591,X:Y,2,0)=TRUE,1,0),0)+IFERROR(IF(VLOOKUP(AP591,X:Y,2,0)=TRUE,1,0),0)+IF(AND(AM591>=Калькулятор!$C$14,AM591<=Калькулятор!$E$14),1,0)+IF(OR(AND(AS591>=Калькулятор!$C$11,AS591<=IF(ISBLANK(Калькулятор!$E$11),100000,Калькулятор!$E$11)),Калькулятор!$C$11&Калькулятор!$E$11=\"\"),1,0))=7,1,0)","v":0},{"$f":"SUM(AQ$2:AQ591)","v":240},{"$f":"IF(Калькулятор!$F$8<>70,ROUND(INDEX($C$6:$V$17,MATCH(AM591,$B$6:$B$17,0),MATCH(AK591&AL591,$C$2:$V$2,0))*(Калькулятор!$F$8/70)^справочно!$Y$2,0),ROUND(INDEX($C$6:$V$17,MATCH(AM591,$B$6:$B$17,0),MATCH(AK591&AL591,$C$2:$V$2,0)),0))","v":475},"-",{"$f":"3.6*AV591/(4.19*(Калькулятор!$C$8-Калькулятор!$D$8))","v":40.828639618138425},{"$f":"IF(Калькулятор!$F$8<>70,INDEX($C$6:$V$17,MATCH(AM591,$B$6:$B$17,0),MATCH(AK591&AL591,$C$2:$V$2,0))*(Калькулятор!$F$8/70)^справочно!$Y$2,INDEX($C$6:$V$17,MATCH(AM591,$B$6:$B$17,0),MATCH(AK591&AL591,$C$2:$V$2,0)))","v":475.20000000000005}]
[null,null,null,null,null,null,null,null,null,null,null,null,null,null,null,null,null,null,null,null,null,null,null,null,null,null,"Конвектор внутрипольный Royal Thermo ATRIUM-110/250/1200-DG-U-DB","НС-1477266","RT-A-110/250/1200-DG-U-DB",3,5,9,13,18,21,23,110,250,1200,"DG","U","DB",{"$f":"IF((IFERROR(IF(VLOOKUP(AK592,X:Y,2,0)=TRUE,1,0),0)+IFERROR(IF(VLOOKUP(AL592,X:Y,2,0)=TRUE,1,0),0)+IFERROR(IF(VLOOKUP(AN592,X:Y,2,0)=TRUE,1,0),0)+IFERROR(IF(VLOOKUP(AO592,X:Y,2,0)=TRUE,1,0),0)+IFERROR(IF(VLOOKUP(AP592,X:Y,2,0)=TRUE,1,0),0)+IF(AND(AM592>=Калькулятор!$C$14,AM592<=Калькулятор!$E$14),1,0)+IF(OR(AND(AS592>=Калькулятор!$C$11,AS592<=IF(ISBLANK(Калькулятор!$E$11),100000,Калькулятор!$E$11)),Калькулятор!$C$11&Калькулятор!$E$11=\"\"),1,0))=7,1,0)","v":0},{"$f":"SUM(AQ$2:AQ592)","v":240},{"$f":"IF(Калькулятор!$F$8<>70,ROUND(INDEX($C$6:$V$17,MATCH(AM592,$B$6:$B$17,0),MATCH(AK592&AL592,$C$2:$V$2,0))*(Калькулятор!$F$8/70)^справочно!$Y$2,0),ROUND(INDEX($C$6:$V$17,MATCH(AM592,$B$6:$B$17,0),MATCH(AK592&AL592,$C$2:$V$2,0)),0))","v":595},"-",{"$f":"3.6*AV592/(4.19*(Калькулятор!$C$8-Калькулятор!$D$8))","v":51.130310262529832},{"$f":"IF(Калькулятор!$F$8<>70,INDEX($C$6:$V$17,MATCH(AM592,$B$6:$B$17,0),MATCH(AK592&AL592,$C$2:$V$2,0))*(Калькулятор!$F$8/70)^справочно!$Y$2,INDEX($C$6:$V$17,MATCH(AM592,$B$6:$B$17,0),MATCH(AK592&AL592,$C$2:$V$2,0)))","v":595.1}]
[null,null,null,null,null,null,null,null,null,null,null,null,null,null,null,null,null,null,null,null,null,null,null,null,null,null,"Конвектор внутрипольный Royal Thermo ATRIUM-110/250/1400-DG-U-DB","НС-1477269","RT-A-110/250/1400-DG-U-DB",3,5,9,13,18,21,23,110,250,1400,"DG","U","DB",{"$f":"IF((IFERROR(IF(VLOOKUP(AK593,X:Y,2,0)=TRUE,1,0),0)+IFERROR(IF(VLOOKUP(AL593,X:Y,2,0)=TRUE,1,0),0)+IFERROR(IF(VLOOKUP(AN593,X:Y,2,0)=TRUE,1,0),0)+IFERROR(IF(VLOOKUP(AO593,X:Y,2,0)=TRUE,1,0),0)+IFERROR(IF(VLOOKUP(AP593,X:Y,2,0)=TRUE,1,0),0)+IF(AND(AM593>=Калькулятор!$C$14,AM593<=Калькулятор!$E$14),1,0)+IF(OR(AND(AS593>=Калькулятор!$C$11,AS593<=IF(ISBLANK(Калькулятор!$E$11),100000,Калькулятор!$E$11)),Калькулятор!$C$11&Калькулятор!$E$11=\"\"),1,0))=7,1,0)","v":0},{"$f":"SUM(AQ$2:AQ593)","v":240},{"$f":"IF(Калькулятор!$F$8<>70,ROUND(INDEX($C$6:$V$17,MATCH(AM593,$B$6:$B$17,0),MATCH(AK593&AL593,$C$2:$V$2,0))*(Калькулятор!$F$8/70)^справочно!$Y$2,0),ROUND(INDEX($C$6:$V$17,MATCH(AM593,$B$6:$B$17,0),MATCH(AK593&AL593,$C$2:$V$2,0)),0))","v":714},"-",{"$f":"3.6*AV593/(4.19*(Калькулятор!$C$8-Калькулятор!$D$8))","v":61.337470167064438},{"$f":"IF(Калькулятор!$F$8<>70,INDEX($C$6:$V$17,MATCH(AM593,$B$6:$B$17,0),MATCH(AK593&AL593,$C$2:$V$2,0))*(Калькулятор!$F$8/70)^справочно!$Y$2,INDEX($C$6:$V$17,MATCH(AM593,$B$6:$B$17,0),MATCH(AK593&AL593,$C$2:$V$2,0)))","v":713.90000000000009}]
[null,null,null,null,null,null,null,null,null,null,null,null,null,null,null,null,null,null,null,null,null,null,null,null,null,null,"Конвектор внутрипольный Royal Thermo ATRIUM-110/250/1600-DG-U-DB","НС-1477272","RT-A-110/250/1600-DG-U-DB",3,5,9,13,18,21,23,110,250,1600,"DG","U","DB",{"$f":"IF((IFERROR(IF(VLOOKUP(AK594,X:Y,2,0)=TRUE,1,0),0)+IFERROR(IF(VLOOKUP(AL594,X:Y,2,0)=TRUE,1,0),0)+IFERROR(IF(VLOOKUP(AN594,X:Y,2,0)=TRUE,1,0),0)+IFERROR(IF(VLOOKUP(AO594,X:Y,2,0)=TRUE,1,0),0)+IFERROR(IF(VLOOKUP(AP594,X:Y,2,0)=TRUE,1,0),0)+IF(AND(AM594>=Калькулятор!$C$14,AM594<=Калькулятор!$E$14),1,0)+IF(OR(AND(AS594>=Калькулятор!$C$11,AS594<=IF(ISBLANK(Калькулятор!$E$11),100000,Калькулятор!$E$11)),Калькулятор!$C$11&Калькулятор!$E$11=\"\"),1,0))=7,1,0)","v":0},{"$f":"SUM(AQ$2:AQ594)","v":240},{"$f":"IF(Калькулятор!$F$8<>70,ROUND(INDEX($C$6:$V$17,MATCH(AM594,$B$6:$B$17,0),MATCH(AK594&AL594,$C$2:$V$2,0))*(Калькулятор!$F$8/70)^справочно!$Y$2,0),ROUND(INDEX($C$6:$V$17,MATCH(AM594,$B$6:$B$17,0),MATCH(AK594&AL594,$C$2:$V$2,0)),0))","v":834},"-",{"$f":"3.6*AV594/(4.19*(Калькулятор!$C$8-Калькулятор!$D$8))","v":71.639140811455846},{"$f":"IF(Калькулятор!$F$8<>70,INDEX($C$6:$V$17,MATCH(AM594,$B$6:$B$17,0),MATCH(AK594&AL594,$C$2:$V$2,0))*(Калькулятор!$F$8/70)^справочно!$Y$2,INDEX($C$6:$V$17,MATCH(AM594,$B$6:$B$17,0),MATCH(AK594&AL594,$C$2:$V$2,0)))","v":833.80000000000007}]
[null,null,null,null,null,null,null,null,null,null,null,null,null,null,null,null,null,null,null,null,null,null,null,null,null,null,"Конвектор внутрипольный Royal Thermo ATRIUM-110/250/1800-DG-U-DB","НС-1477275","RT-A-110/250/1800-DG-U-DB",3,5,9,13,18,21,23,110,250,1800,"DG","U","DB",{"$f":"IF((IFERROR(IF(VLOOKUP(AK595,X:Y,2,0)=TRUE,1,0),0)+IFERROR(IF(VLOOKUP(AL595,X:Y,2,0)=TRUE,1,0),0)+IFERROR(IF(VLOOKUP(AN595,X:Y,2,0)=TRUE,1,0),0)+IFERROR(IF(VLOOKUP(AO595,X:Y,2,0)=TRUE,1,0),0)+IFERROR(IF(VLOOKUP(AP595,X:Y,2,0)=TRUE,1,0),0)+IF(AND(AM595>=Калькулятор!$C$14,AM595<=Калькулятор!$E$14),1,0)+IF(OR(AND(AS595>=Калькулятор!$C$11,AS595<=IF(ISBLANK(Калькулятор!$E$11),100000,Калькулятор!$E$11)),Калькулятор!$C$11&Калькулятор!$E$11=\"\"),1,0))=7,1,0)","v":0},{"$f":"SUM(AQ$2:AQ595)","v":240},{"$f":"IF(Калькулятор!$F$8<>70,ROUND(INDEX($C$6:$V$17,MATCH(AM595,$B$6:$B$17,0),MATCH(AK595&AL595,$C$2:$V$2,0))*(Калькулятор!$F$8/70)^справочно!$Y$2,0),ROUND(INDEX($C$6:$V$17,MATCH(AM595,$B$6:$B$17,0),MATCH(AK595&AL595,$C$2:$V$2,0)),0))","v":954},"-",{"$f":"3.6*AV595/(4.19*(Калькулятор!$C$8-Калькулятор!$D$8))","v":81.940811455847253},{"$f":"IF(Калькулятор!$F$8<>70,INDEX($C$6:$V$17,MATCH(AM595,$B$6:$B$17,0),MATCH(AK595&AL595,$C$2:$V$2,0))*(Калькулятор!$F$8/70)^справочно!$Y$2,INDEX($C$6:$V$17,MATCH(AM595,$B$6:$B$17,0),MATCH(AK595&AL595,$C$2:$V$2,0)))","v":953.7}]
[null,null,null,null,null,null,null,null,null,null,null,null,null,null,null,null,null,null,null,null,null,null,null,null,null,null,"Конвектор внутрипольный Royal Thermo ATRIUM-110/250/2000-DG-U-DB","НС-1477278","RT-A-110/250/2000-DG-U-DB",3,5,9,13,18,21,23,110,250,2000,"DG","U","DB",{"$f":"IF((IFERROR(IF(VLOOKUP(AK596,X:Y,2,0)=TRUE,1,0),0)+IFERROR(IF(VLOOKUP(AL596,X:Y,2,0)=TRUE,1,0),0)+IFERROR(IF(VLOOKUP(AN596,X:Y,2,0)=TRUE,1,0),0)+IFERROR(IF(VLOOKUP(AO596,X:Y,2,0)=TRUE,1,0),0)+IFERROR(IF(VLOOKUP(AP596,X:Y,2,0)=TRUE,1,0),0)+IF(AND(AM596>=Калькулятор!$C$14,AM596<=Калькулятор!$E$14),1,0)+IF(OR(AND(AS596>=Калькулятор!$C$11,AS596<=IF(ISBLANK(Калькулятор!$E$11),100000,Калькулятор!$E$11)),Калькулятор!$C$11&Калькулятор!$E$11=\"\"),1,0))=7,1,0)","v":0},{"$f":"SUM(AQ$2:AQ596)","v":240},{"$f":"IF(Калькулятор!$F$8<>70,ROUND(INDEX($C$6:$V$17,MATCH(AM596,$B$6:$B$17,0),MATCH(AK596&AL596,$C$2:$V$2,0))*(Калькулятор!$F$8/70)^справочно!$Y$2,0),ROUND(INDEX($C$6:$V$17,MATCH(AM596,$B$6:$B$17,0),MATCH(AK596&AL596,$C$2:$V$2,0)),0))","v":1073},"-",{"$f":"3.6*AV596/(4.19*(Калькулятор!$C$8-Калькулятор!$D$8))","v":92.147971360381845},{"$f":"IF(Калькулятор!$F$8<>70,INDEX($C$6:$V$17,MATCH(AM596,$B$6:$B$17,0),MATCH(AK596&AL596,$C$2:$V$2,0))*(Калькулятор!$F$8/70)^справочно!$Y$2,INDEX($C$6:$V$17,MATCH(AM596,$B$6:$B$17,0),MATCH(AK596&AL596,$C$2:$V$2,0)))","v":1072.5}]
[null,null,null,null,null,null,null,null,null,null,null,null,null,null,null,null,null,null,null,null,null,null,null,null,null,null,"Конвектор внутрипольный Royal Thermo ATRIUM-110/250/2200-DG-U-DB","НС-1477281","RT-A-110/250/2200-DG-U-DB",3,5,9,13,18,21,23,110,250,2200,"DG","U","DB",{"$f":"IF((IFERROR(IF(VLOOKUP(AK597,X:Y,2,0)=TRUE,1,0),0)+IFERROR(IF(VLOOKUP(AL597,X:Y,2,0)=TRUE,1,0),0)+IFERROR(IF(VLOOKUP(AN597,X:Y,2,0)=TRUE,1,0),0)+IFERROR(IF(VLOOKUP(AO597,X:Y,2,0)=TRUE,1,0),0)+IFERROR(IF(VLOOKUP(AP597,X:Y,2,0)=TRUE,1,0),0)+IF(AND(AM597>=Калькулятор!$C$14,AM597<=Калькулятор!$E$14),1,0)+IF(OR(AND(AS597>=Калькулятор!$C$11,AS597<=IF(ISBLANK(Калькулятор!$E$11),100000,Калькулятор!$E$11)),Калькулятор!$C$11&Калькулятор!$E$11=\"\"),1,0))=7,1,0)","v":0},{"$f":"SUM(AQ$2:AQ597)","v":240},{"$f":"IF(Калькулятор!$F$8<>70,ROUND(INDEX($C$6:$V$17,MATCH(AM597,$B$6:$B$17,0),MATCH(AK597&AL597,$C$2:$V$2,0))*(Калькулятор!$F$8/70)^справочно!$Y$2,0),ROUND(INDEX($C$6:$V$17,MATCH(AM597,$B$6:$B$17,0),MATCH(AK597&AL597,$C$2:$V$2,0)),0))","v":1191},"-",{"$f":"3.6*AV597/(4.19*(Калькулятор!$C$8-Калькулятор!$D$8))","v":102.35513126491648},{"$f":"IF(Калькулятор!$F$8<>70,INDEX($C$6:$V$17,MATCH(AM597,$B$6:$B$17,0),MATCH(AK597&AL597,$C$2:$V$2,0))*(Калькулятор!$F$8/70)^справочно!$Y$2,INDEX($C$6:$V$17,MATCH(AM597,$B$6:$B$17,0),MATCH(AK597&AL597,$C$2:$V$2,0)))","v":1191.3000000000002}]
[null,null,null,null,null,null,null,null,null,null,null,null,null,null,null,null,null,null,null,null,null,null,null,null,null,null,"Конвектор внутрипольный Royal Thermo ATRIUM-110/250/2400-DG-U-DB","НС-1477284","RT-A-110/250/2400-DG-U-DB",3,5,9,13,18,21,23,110,250,2400,"DG","U","DB",{"$f":"IF((IFERROR(IF(VLOOKUP(AK598,X:Y,2,0)=TRUE,1,0),0)+IFERROR(IF(VLOOKUP(AL598,X:Y,2,0)=TRUE,1,0),0)+IFERROR(IF(VLOOKUP(AN598,X:Y,2,0)=TRUE,1,0),0)+IFERROR(IF(VLOOKUP(AO598,X:Y,2,0)=TRUE,1,0),0)+IFERROR(IF(VLOOKUP(AP598,X:Y,2,0)=TRUE,1,0),0)+IF(AND(AM598>=Калькулятор!$C$14,AM598<=Калькулятор!$E$14),1,0)+IF(OR(AND(AS598>=Калькулятор!$C$11,AS598<=IF(ISBLANK(Калькулятор!$E$11),100000,Калькулятор!$E$11)),Калькулятор!$C$11&Калькулятор!$E$11=\"\"),1,0))=7,1,0)","v":0},{"$f":"SUM(AQ$2:AQ598)","v":240},{"$f":"IF(Калькулятор!$F$8<>70,ROUND(INDEX($C$6:$V$17,MATCH(AM598,$B$6:$B$17,0),MATCH(AK598&AL598,$C$2:$V$2,0))*(Калькулятор!$F$8/70)^справочно!$Y$2,0),ROUND(INDEX($C$6:$V$17,MATCH(AM598,$B$6:$B$17,0),MATCH(AK598&AL598,$C$2:$V$2,0)),0))","v":1338},"-",{"$f":"3.6*AV598/(4.19*(Калькулятор!$C$8-Калькулятор!$D$8))","v":114.92505966587112},{"$f":"IF(Калькулятор!$F$8<>70,INDEX($C$6:$V$17,MATCH(AM598,$B$6:$B$17,0),MATCH(AK598&AL598,$C$2:$V$2,0))*(Калькулятор!$F$8/70)^справочно!$Y$2,INDEX($C$6:$V$17,MATCH(AM598,$B$6:$B$17,0),MATCH(AK598&AL598,$C$2:$V$2,0)))","v":1337.6000000000001}]
[null,null,null,null,null,null,null,null,null,null,null,null,null,null,null,null,null,null,null,null,null,null,null,null,null,null,"Конвектор внутрипольный Royal Thermo ATRIUM-110/250/2600-DG-U-DB","НС-1477287","RT-A-110/250/2600-DG-U-DB",3,5,9,13,18,21,23,110,250,2600,"DG","U","DB",{"$f":"IF((IFERROR(IF(VLOOKUP(AK599,X:Y,2,0)=TRUE,1,0),0)+IFERROR(IF(VLOOKUP(AL599,X:Y,2,0)=TRUE,1,0),0)+IFERROR(IF(VLOOKUP(AN599,X:Y,2,0)=TRUE,1,0),0)+IFERROR(IF(VLOOKUP(AO599,X:Y,2,0)=TRUE,1,0),0)+IFERROR(IF(VLOOKUP(AP599,X:Y,2,0)=TRUE,1,0),0)+IF(AND(AM599>=Калькулятор!$C$14,AM599<=Калькулятор!$E$14),1,0)+IF(OR(AND(AS599>=Калькулятор!$C$11,AS599<=IF(ISBLANK(Калькулятор!$E$11),100000,Калькулятор!$E$11)),Калькулятор!$C$11&Калькулятор!$E$11=\"\"),1,0))=7,1,0)","v":0},{"$f":"SUM(AQ$2:AQ599)","v":240},{"$f":"IF(Калькулятор!$F$8<>70,ROUND(INDEX($C$6:$V$17,MATCH(AM599,$B$6:$B$17,0),MATCH(AK599&AL599,$C$2:$V$2,0))*(Калькулятор!$F$8/70)^справочно!$Y$2,0),ROUND(INDEX($C$6:$V$17,MATCH(AM599,$B$6:$B$17,0),MATCH(AK599&AL599,$C$2:$V$2,0)),0))","v":1458},"ЗО",{"$f":"3.6*AV599/(4.19*(Калькулятор!$C$8-Калькулятор!$D$8))","v":125.22673031026254},{"$f":"IF(Калькулятор!$F$8<>70,INDEX($C$6:$V$17,MATCH(AM599,$B$6:$B$17,0),MATCH(AK599&AL599,$C$2:$V$2,0))*(Калькулятор!$F$8/70)^справочно!$Y$2,INDEX($C$6:$V$17,MATCH(AM599,$B$6:$B$17,0),MATCH(AK599&AL599,$C$2:$V$2,0)))","v":1457.5000000000002}]
[null,null,null,null,null,null,null,null,null,null,null,null,null,null,null,null,null,null,null,null,null,null,null,null,null,null,"Конвектор внутрипольный Royal Thermo ATRIUM-110/250/2800-DG-U-DB","НС-1477290","RT-A-110/250/2800-DG-U-DB",3,5,9,13,18,21,23,110,250,2800,"DG","U","DB",{"$f":"IF((IFERROR(IF(VLOOKUP(AK600,X:Y,2,0)=TRUE,1,0),0)+IFERROR(IF(VLOOKUP(AL600,X:Y,2,0)=TRUE,1,0),0)+IFERROR(IF(VLOOKUP(AN600,X:Y,2,0)=TRUE,1,0),0)+IFERROR(IF(VLOOKUP(AO600,X:Y,2,0)=TRUE,1,0),0)+IFERROR(IF(VLOOKUP(AP600,X:Y,2,0)=TRUE,1,0),0)+IF(AND(AM600>=Калькулятор!$C$14,AM600<=Калькулятор!$E$14),1,0)+IF(OR(AND(AS600>=Калькулятор!$C$11,AS600<=IF(ISBLANK(Калькулятор!$E$11),100000,Калькулятор!$E$11)),Калькулятор!$C$11&Калькулятор!$E$11=\"\"),1,0))=7,1,0)","v":0},{"$f":"SUM(AQ$2:AQ600)","v":240},{"$f":"IF(Калькулятор!$F$8<>70,ROUND(INDEX($C$6:$V$17,MATCH(AM600,$B$6:$B$17,0),MATCH(AK600&AL600,$C$2:$V$2,0))*(Калькулятор!$F$8/70)^справочно!$Y$2,0),ROUND(INDEX($C$6:$V$17,MATCH(AM600,$B$6:$B$17,0),MATCH(AK600&AL600,$C$2:$V$2,0)),0))","v":1576},"ЗО",{"$f":"3.6*AV600/(4.19*(Калькулятор!$C$8-Калькулятор!$D$8))","v":135.43389021479715},{"$f":"IF(Калькулятор!$F$8<>70,INDEX($C$6:$V$17,MATCH(AM600,$B$6:$B$17,0),MATCH(AK600&AL600,$C$2:$V$2,0))*(Калькулятор!$F$8/70)^справочно!$Y$2,INDEX($C$6:$V$17,MATCH(AM600,$B$6:$B$17,0),MATCH(AK600&AL600,$C$2:$V$2,0)))","v":1576.3000000000002}]
[null,null,null,null,null,null,null,null,null,null,null,null,null,null,null,null,null,null,null,null,null,null,null,null,null,null,"Конвектор внутрипольный Royal Thermo ATRIUM-110/250/3000-DG-U-DB","НС-1477293","RT-A-110/250/3000-DG-U-DB",3,5,9,13,18,21,23,110,250,3000,"DG","U","DB",{"$f":"IF((IFERROR(IF(VLOOKUP(AK601,X:Y,2,0)=TRUE,1,0),0)+IFERROR(IF(VLOOKUP(AL601,X:Y,2,0)=TRUE,1,0),0)+IFERROR(IF(VLOOKUP(AN601,X:Y,2,0)=TRUE,1,0),0)+IFERROR(IF(VLOOKUP(AO601,X:Y,2,0)=TRUE,1,0),0)+IFERROR(IF(VLOOKUP(AP601,X:Y,2,0)=TRUE,1,0),0)+IF(AND(AM601>=Калькулятор!$C$14,AM601<=Калькулятор!$E$14),1,0)+IF(OR(AND(AS601>=Калькулятор!$C$11,AS601<=IF(ISBLANK(Калькулятор!$E$11),100000,Калькулятор!$E$11)),Калькулятор!$C$11&Калькулятор!$E$11=\"\"),1,0))=7,1,0)","v":0},{"$f":"SUM(AQ$2:AQ601)","v":240},{"$f":"IF(Калькулятор!$F$8<>70,ROUND(INDEX($C$6:$V$17,MATCH(AM601,$B$6:$B$17,0),MATCH(AK601&AL601,$C$2:$V$2,0))*(Калькулятор!$F$8/70)^справочно!$Y$2,0),ROUND(INDEX($C$6:$V$17,MATCH(AM601,$B$6:$B$17,0),MATCH(AK601&AL601,$C$2:$V$2,0)),0))","v":1695},"ЗО",{"$f":"3.6*AV601/(4.19*(Калькулятор!$C$8-Калькулятор!$D$8))","v":145.64105011933174},{"$f":"IF(Калькулятор!$F$8<>70,INDEX($C$6:$V$17,MATCH(AM601,$B$6:$B$17,0),MATCH(AK601&AL601,$C$2:$V$2,0))*(Калькулятор!$F$8/70)^справочно!$Y$2,INDEX($C$6:$V$17,MATCH(AM601,$B$6:$B$17,0),MATCH(AK601&AL601,$C$2:$V$2,0)))","v":1695.1000000000001}]
[null,null,null,null,null,null,null,null,null,null,null,null,null,null,null,null,null,null,null,null,null,null,null,null,null,null,"Конвектор внутрипольный Royal Thermo ATRIUM-110/300/800-DG-U-DB","НС-1477335","RT-A-110/300/800-DG-U-DB",3,5,9,13,17,20,22,110,300,800,"DG","U","DB",{"$f":"IF((IFERROR(IF(VLOOKUP(AK602,X:Y,2,0)=TRUE,1,0),0)+IFERROR(IF(VLOOKUP(AL602,X:Y,2,0)=TRUE,1,0),0)+IFERROR(IF(VLOOKUP(AN602,X:Y,2,0)=TRUE,1,0),0)+IFERROR(IF(VLOOKUP(AO602,X:Y,2,0)=TRUE,1,0),0)+IFERROR(IF(VLOOKUP(AP602,X:Y,2,0)=TRUE,1,0),0)+IF(AND(AM602>=Калькулятор!$C$14,AM602<=Калькулятор!$E$14),1,0)+IF(OR(AND(AS602>=Калькулятор!$C$11,AS602<=IF(ISBLANK(Калькулятор!$E$11),100000,Калькулятор!$E$11)),Калькулятор!$C$11&Калькулятор!$E$11=\"\"),1,0))=7,1,0)","v":0},{"$f":"SUM(AQ$2:AQ602)","v":240},{"$f":"IF(Калькулятор!$F$8<>70,ROUND(INDEX($C$6:$V$17,MATCH(AM602,$B$6:$B$17,0),MATCH(AK602&AL602,$C$2:$V$2,0))*(Калькулятор!$F$8/70)^справочно!$Y$2,0),ROUND(INDEX($C$6:$V$17,MATCH(AM602,$B$6:$B$17,0),MATCH(AK602&AL602,$C$2:$V$2,0)),0))","v":470},"ЗО",{"$f":"3.6*AV602/(4.19*(Калькулятор!$C$8-Калькулятор!$D$8))","v":40.356085918854419},{"$f":"IF(Калькулятор!$F$8<>70,INDEX($C$6:$V$17,MATCH(AM602,$B$6:$B$17,0),MATCH(AK602&AL602,$C$2:$V$2,0))*(Калькулятор!$F$8/70)^справочно!$Y$2,INDEX($C$6:$V$17,MATCH(AM602,$B$6:$B$17,0),MATCH(AK602&AL602,$C$2:$V$2,0)))","v":469.70000000000005}]
[null,null,null,null,null,null,null,null,null,null,null,null,null,null,null,null,null,null,null,null,null,null,null,null,null,null,"Конвектор внутрипольный Royal Thermo ATRIUM-110/300/1000-DG-U-DB","НС-1477302","RT-A-110/300/1000-DG-U-DB",3,5,9,13,18,21,23,110,300,1000,"DG","U","DB",{"$f":"IF((IFERROR(IF(VLOOKUP(AK603,X:Y,2,0)=TRUE,1,0),0)+IFERROR(IF(VLOOKUP(AL603,X:Y,2,0)=TRUE,1,0),0)+IFERROR(IF(VLOOKUP(AN603,X:Y,2,0)=TRUE,1,0),0)+IFERROR(IF(VLOOKUP(AO603,X:Y,2,0)=TRUE,1,0),0)+IFERROR(IF(VLOOKUP(AP603,X:Y,2,0)=TRUE,1,0),0)+IF(AND(AM603>=Калькулятор!$C$14,AM603<=Калькулятор!$E$14),1,0)+IF(OR(AND(AS603>=Калькулятор!$C$11,AS603<=IF(ISBLANK(Калькулятор!$E$11),100000,Калькулятор!$E$11)),Калькулятор!$C$11&Калькулятор!$E$11=\"\"),1,0))=7,1,0)","v":0},{"$f":"SUM(AQ$2:AQ603)","v":240},{"$f":"IF(Калькулятор!$F$8<>70,ROUND(INDEX($C$6:$V$17,MATCH(AM603,$B$6:$B$17,0),MATCH(AK603&AL603,$C$2:$V$2,0))*(Калькулятор!$F$8/70)^справочно!$Y$2,0),ROUND(INDEX($C$6:$V$17,MATCH(AM603,$B$6:$B$17,0),MATCH(AK603&AL603,$C$2:$V$2,0)),0))","v":605},"ЗО",{"$f":"3.6*AV603/(4.19*(Калькулятор!$C$8-Калькулятор!$D$8))","v":51.980906921241044},{"$f":"IF(Калькулятор!$F$8<>70,INDEX($C$6:$V$17,MATCH(AM603,$B$6:$B$17,0),MATCH(AK603&AL603,$C$2:$V$2,0))*(Калькулятор!$F$8/70)^справочно!$Y$2,INDEX($C$6:$V$17,MATCH(AM603,$B$6:$B$17,0),MATCH(AK603&AL603,$C$2:$V$2,0)))","v":605}]
[null,null,null,null,null,null,null,null,null,null,null,null,null,null,null,null,null,null,null,null,null,null,null,null,null,null,"Конвектор внутрипольный Royal Thermo ATRIUM-110/300/1200-DG-U-DB","НС-1477305","RT-A-110/300/1200-DG-U-DB",3,5,9,13,18,21,23,110,300,1200,"DG","U","DB",{"$f":"IF((IFERROR(IF(VLOOKUP(AK604,X:Y,2,0)=TRUE,1,0),0)+IFERROR(IF(VLOOKUP(AL604,X:Y,2,0)=TRUE,1,0),0)+IFERROR(IF(VLOOKUP(AN604,X:Y,2,0)=TRUE,1,0),0)+IFERROR(IF(VLOOKUP(AO604,X:Y,2,0)=TRUE,1,0),0)+IFERROR(IF(VLOOKUP(AP604,X:Y,2,0)=TRUE,1,0),0)+IF(AND(AM604>=Калькулятор!$C$14,AM604<=Калькулятор!$E$14),1,0)+IF(OR(AND(AS604>=Калькулятор!$C$11,AS604<=IF(ISBLANK(Калькулятор!$E$11),100000,Калькулятор!$E$11)),Калькулятор!$C$11&Калькулятор!$E$11=\"\"),1,0))=7,1,0)","v":0},{"$f":"SUM(AQ$2:AQ604)","v":240},{"$f":"IF(Калькулятор!$F$8<>70,ROUND(INDEX($C$6:$V$17,MATCH(AM604,$B$6:$B$17,0),MATCH(AK604&AL604,$C$2:$V$2,0))*(Калькулятор!$F$8/70)^справочно!$Y$2,0),ROUND(INDEX($C$6:$V$17,MATCH(AM604,$B$6:$B$17,0),MATCH(AK604&AL604,$C$2:$V$2,0)),0))","v":741},"ЗО",{"$f":"3.6*AV604/(4.19*(Калькулятор!$C$8-Калькулятор!$D$8))","v":63.700238663484491},{"$f":"IF(Калькулятор!$F$8<>70,INDEX($C$6:$V$17,MATCH(AM604,$B$6:$B$17,0),MATCH(AK604&AL604,$C$2:$V$2,0))*(Калькулятор!$F$8/70)^справочно!$Y$2,INDEX($C$6:$V$17,MATCH(AM604,$B$6:$B$17,0),MATCH(AK604&AL604,$C$2:$V$2,0)))","v":741.40000000000009}]
[null,null,null,null,null,null,null,null,null,null,null,null,null,null,null,null,null,null,null,null,null,null,null,null,null,null,"Конвектор внутрипольный Royal Thermo ATRIUM-110/300/1400-DG-U-DB","НС-1477308","RT-A-110/300/1400-DG-U-DB",3,5,9,13,18,21,23,110,300,1400,"DG","U","DB",{"$f":"IF((IFERROR(IF(VLOOKUP(AK605,X:Y,2,0)=TRUE,1,0),0)+IFERROR(IF(VLOOKUP(AL605,X:Y,2,0)=TRUE,1,0),0)+IFERROR(IF(VLOOKUP(AN605,X:Y,2,0)=TRUE,1,0),0)+IFERROR(IF(VLOOKUP(AO605,X:Y,2,0)=TRUE,1,0),0)+IFERROR(IF(VLOOKUP(AP605,X:Y,2,0)=TRUE,1,0),0)+IF(AND(AM605>=Калькулятор!$C$14,AM605<=Калькулятор!$E$14),1,0)+IF(OR(AND(AS605>=Калькулятор!$C$11,AS605<=IF(ISBLANK(Калькулятор!$E$11),100000,Калькулятор!$E$11)),Калькулятор!$C$11&Калькулятор!$E$11=\"\"),1,0))=7,1,0)","v":0},{"$f":"SUM(AQ$2:AQ605)","v":240},{"$f":"IF(Калькулятор!$F$8<>70,ROUND(INDEX($C$6:$V$17,MATCH(AM605,$B$6:$B$17,0),MATCH(AK605&AL605,$C$2:$V$2,0))*(Калькулятор!$F$8/70)^справочно!$Y$2,0),ROUND(INDEX($C$6:$V$17,MATCH(AM605,$B$6:$B$17,0),MATCH(AK605&AL605,$C$2:$V$2,0)),0))","v":877},"ЗО",{"$f":"3.6*AV605/(4.19*(Калькулятор!$C$8-Калькулятор!$D$8))","v":75.325059665871123},{"$f":"IF(Калькулятор!$F$8<>70,INDEX($C$6:$V$17,MATCH(AM605,$B$6:$B$17,0),MATCH(AK605&AL605,$C$2:$V$2,0))*(Калькулятор!$F$8/70)^справочно!$Y$2,INDEX($C$6:$V$17,MATCH(AM605,$B$6:$B$17,0),MATCH(AK605&AL605,$C$2:$V$2,0)))","v":876.7}]
[null,null,null,null,null,null,null,null,null,null,null,null,null,null,null,null,null,null,null,null,null,null,null,null,null,null,"Конвектор внутрипольный Royal Thermo ATRIUM-110/300/1600-DG-U-DB","НС-1477311","RT-A-110/300/1600-DG-U-DB",3,5,9,13,18,21,23,110,300,1600,"DG","U","DB",{"$f":"IF((IFERROR(IF(VLOOKUP(AK606,X:Y,2,0)=TRUE,1,0),0)+IFERROR(IF(VLOOKUP(AL606,X:Y,2,0)=TRUE,1,0),0)+IFERROR(IF(VLOOKUP(AN606,X:Y,2,0)=TRUE,1,0),0)+IFERROR(IF(VLOOKUP(AO606,X:Y,2,0)=TRUE,1,0),0)+IFERROR(IF(VLOOKUP(AP606,X:Y,2,0)=TRUE,1,0),0)+IF(AND(AM606>=Калькулятор!$C$14,AM606<=Калькулятор!$E$14),1,0)+IF(OR(AND(AS606>=Калькулятор!$C$11,AS606<=IF(ISBLANK(Калькулятор!$E$11),100000,Калькулятор!$E$11)),Калькулятор!$C$11&Калькулятор!$E$11=\"\"),1,0))=7,1,0)","v":0},{"$f":"SUM(AQ$2:AQ606)","v":240},{"$f":"IF(Калькулятор!$F$8<>70,ROUND(INDEX($C$6:$V$17,MATCH(AM606,$B$6:$B$17,0),MATCH(AK606&AL606,$C$2:$V$2,0))*(Калькулятор!$F$8/70)^справочно!$Y$2,0),ROUND(INDEX($C$6:$V$17,MATCH(AM606,$B$6:$B$17,0),MATCH(AK606&AL606,$C$2:$V$2,0)),0))","v":1012},"ЗО",{"$f":"3.6*AV606/(4.19*(Калькулятор!$C$8-Калькулятор!$D$8))","v":86.949880668257748},{"$f":"IF(Калькулятор!$F$8<>70,INDEX($C$6:$V$17,MATCH(AM606,$B$6:$B$17,0),MATCH(AK606&AL606,$C$2:$V$2,0))*(Калькулятор!$F$8/70)^справочно!$Y$2,INDEX($C$6:$V$17,MATCH(AM606,$B$6:$B$17,0),MATCH(AK606&AL606,$C$2:$V$2,0)))","v":1012.0000000000001}]
[null,null,null,null,null,null,null,null,null,null,null,null,null,null,null,null,null,null,null,null,null,null,null,null,null,null,"Конвектор внутрипольный Royal Thermo ATRIUM-110/300/1800-DG-U-DB","НС-1477314","RT-A-110/300/1800-DG-U-DB",3,5,9,13,18,21,23,110,300,1800,"DG","U","DB",{"$f":"IF((IFERROR(IF(VLOOKUP(AK607,X:Y,2,0)=TRUE,1,0),0)+IFERROR(IF(VLOOKUP(AL607,X:Y,2,0)=TRUE,1,0),0)+IFERROR(IF(VLOOKUP(AN607,X:Y,2,0)=TRUE,1,0),0)+IFERROR(IF(VLOOKUP(AO607,X:Y,2,0)=TRUE,1,0),0)+IFERROR(IF(VLOOKUP(AP607,X:Y,2,0)=TRUE,1,0),0)+IF(AND(AM607>=Калькулятор!$C$14,AM607<=Калькулятор!$E$14),1,0)+IF(OR(AND(AS607>=Калькулятор!$C$11,AS607<=IF(ISBLANK(Калькулятор!$E$11),100000,Калькулятор!$E$11)),Калькулятор!$C$11&Калькулятор!$E$11=\"\"),1,0))=7,1,0)","v":0},{"$f":"SUM(AQ$2:AQ607)","v":240},{"$f":"IF(Калькулятор!$F$8<>70,ROUND(INDEX($C$6:$V$17,MATCH(AM607,$B$6:$B$17,0),MATCH(AK607&AL607,$C$2:$V$2,0))*(Калькулятор!$F$8/70)^справочно!$Y$2,0),ROUND(INDEX($C$6:$V$17,MATCH(AM607,$B$6:$B$17,0),MATCH(AK607&AL607,$C$2:$V$2,0)),0))","v":1147},"ЗО",{"$f":"3.6*AV607/(4.19*(Калькулятор!$C$8-Калькулятор!$D$8))","v":98.574701670644387},{"$f":"IF(Калькулятор!$F$8<>70,INDEX($C$6:$V$17,MATCH(AM607,$B$6:$B$17,0),MATCH(AK607&AL607,$C$2:$V$2,0))*(Калькулятор!$F$8/70)^справочно!$Y$2,INDEX($C$6:$V$17,MATCH(AM607,$B$6:$B$17,0),MATCH(AK607&AL607,$C$2:$V$2,0)))","v":1147.3000000000002}]
[null,null,null,null,null,null,null,null,null,null,null,null,null,null,null,null,null,null,null,null,null,null,null,null,null,null,"Конвектор внутрипольный Royal Thermo ATRIUM-110/300/2000-DG-U-DB","НС-1477317","RT-A-110/300/2000-DG-U-DB",3,5,9,13,18,21,23,110,300,2000,"DG","U","DB",{"$f":"IF((IFERROR(IF(VLOOKUP(AK608,X:Y,2,0)=TRUE,1,0),0)+IFERROR(IF(VLOOKUP(AL608,X:Y,2,0)=TRUE,1,0),0)+IFERROR(IF(VLOOKUP(AN608,X:Y,2,0)=TRUE,1,0),0)+IFERROR(IF(VLOOKUP(AO608,X:Y,2,0)=TRUE,1,0),0)+IFERROR(IF(VLOOKUP(AP608,X:Y,2,0)=TRUE,1,0),0)+IF(AND(AM608>=Калькулятор!$C$14,AM608<=Калькулятор!$E$14),1,0)+IF(OR(AND(AS608>=Калькулятор!$C$11,AS608<=IF(ISBLANK(Калькулятор!$E$11),100000,Калькулятор!$E$11)),Калькулятор!$C$11&Калькулятор!$E$11=\"\"),1,0))=7,1,0)","v":0},{"$f":"SUM(AQ$2:AQ608)","v":240},{"$f":"IF(Калькулятор!$F$8<>70,ROUND(INDEX($C$6:$V$17,MATCH(AM608,$B$6:$B$17,0),MATCH(AK608&AL608,$C$2:$V$2,0))*(Калькулятор!$F$8/70)^справочно!$Y$2,0),ROUND(INDEX($C$6:$V$17,MATCH(AM608,$B$6:$B$17,0),MATCH(AK608&AL608,$C$2:$V$2,0)),0))","v":1284},"ЗО",{"$f":"3.6*AV608/(4.19*(Калькулятор!$C$8-Калькулятор!$D$8))","v":110.29403341288783},{"$f":"IF(Калькулятор!$F$8<>70,INDEX($C$6:$V$17,MATCH(AM608,$B$6:$B$17,0),MATCH(AK608&AL608,$C$2:$V$2,0))*(Калькулятор!$F$8/70)^справочно!$Y$2,INDEX($C$6:$V$17,MATCH(AM608,$B$6:$B$17,0),MATCH(AK608&AL608,$C$2:$V$2,0)))","v":1283.7}]
[null,null,null,null,null,null,null,null,null,null,null,null,null,null,null,null,null,null,null,null,null,null,null,null,null,null,"Конвектор внутрипольный Royal Thermo ATRIUM-110/300/2200-DG-U-DB","НС-1477320","RT-A-110/300/2200-DG-U-DB",3,5,9,13,18,21,23,110,300,2200,"DG","U","DB",{"$f":"IF((IFERROR(IF(VLOOKUP(AK609,X:Y,2,0)=TRUE,1,0),0)+IFERROR(IF(VLOOKUP(AL609,X:Y,2,0)=TRUE,1,0),0)+IFERROR(IF(VLOOKUP(AN609,X:Y,2,0)=TRUE,1,0),0)+IFERROR(IF(VLOOKUP(AO609,X:Y,2,0)=TRUE,1,0),0)+IFERROR(IF(VLOOKUP(AP609,X:Y,2,0)=TRUE,1,0),0)+IF(AND(AM609>=Калькулятор!$C$14,AM609<=Калькулятор!$E$14),1,0)+IF(OR(AND(AS609>=Калькулятор!$C$11,AS609<=IF(ISBLANK(Калькулятор!$E$11),100000,Калькулятор!$E$11)),Калькулятор!$C$11&Калькулятор!$E$11=\"\"),1,0))=7,1,0)","v":0},{"$f":"SUM(AQ$2:AQ609)","v":240},{"$f":"IF(Калькулятор!$F$8<>70,ROUND(INDEX($C$6:$V$17,MATCH(AM609,$B$6:$B$17,0),MATCH(AK609&AL609,$C$2:$V$2,0))*(Калькулятор!$F$8/70)^справочно!$Y$2,0),ROUND(INDEX($C$6:$V$17,MATCH(AM609,$B$6:$B$17,0),MATCH(AK609&AL609,$C$2:$V$2,0)),0))","v":1419},"ЗО",{"$f":"3.6*AV609/(4.19*(Калькулятор!$C$8-Калькулятор!$D$8))","v":121.91885441527445},{"$f":"IF(Калькулятор!$F$8<>70,INDEX($C$6:$V$17,MATCH(AM609,$B$6:$B$17,0),MATCH(AK609&AL609,$C$2:$V$2,0))*(Калькулятор!$F$8/70)^справочно!$Y$2,INDEX($C$6:$V$17,MATCH(AM609,$B$6:$B$17,0),MATCH(AK609&AL609,$C$2:$V$2,0)))","v":1419.0000000000002}]
[null,null,null,null,null,null,null,null,null,null,null,null,null,null,null,null,null,null,null,null,null,null,null,null,null,null,"Конвектор внутрипольный Royal Thermo ATRIUM-110/300/2400-DG-U-DB","НС-1477323","RT-A-110/300/2400-DG-U-DB",3,5,9,13,18,21,23,110,300,2400,"DG","U","DB",{"$f":"IF((IFERROR(IF(VLOOKUP(AK610,X:Y,2,0)=TRUE,1,0),0)+IFERROR(IF(VLOOKUP(AL610,X:Y,2,0)=TRUE,1,0),0)+IFERROR(IF(VLOOKUP(AN610,X:Y,2,0)=TRUE,1,0),0)+IFERROR(IF(VLOOKUP(AO610,X:Y,2,0)=TRUE,1,0),0)+IFERROR(IF(VLOOKUP(AP610,X:Y,2,0)=TRUE,1,0),0)+IF(AND(AM610>=Калькулятор!$C$14,AM610<=Калькулятор!$E$14),1,0)+IF(OR(AND(AS610>=Калькулятор!$C$11,AS610<=IF(ISBLANK(Калькулятор!$E$11),100000,Калькулятор!$E$11)),Калькулятор!$C$11&Калькулятор!$E$11=\"\"),1,0))=7,1,0)","v":0},{"$f":"SUM(AQ$2:AQ610)","v":240},{"$f":"IF(Калькулятор!$F$8<>70,ROUND(INDEX($C$6:$V$17,MATCH(AM610,$B$6:$B$17,0),MATCH(AK610&AL610,$C$2:$V$2,0))*(Калькулятор!$F$8/70)^справочно!$Y$2,0),ROUND(INDEX($C$6:$V$17,MATCH(AM610,$B$6:$B$17,0),MATCH(AK610&AL610,$C$2:$V$2,0)),0))","v":1554},"ЗО",{"$f":"3.6*AV610/(4.19*(Калькулятор!$C$8-Калькулятор!$D$8))","v":133.54367541766109},{"$f":"IF(Калькулятор!$F$8<>70,INDEX($C$6:$V$17,MATCH(AM610,$B$6:$B$17,0),MATCH(AK610&AL610,$C$2:$V$2,0))*(Калькулятор!$F$8/70)^справочно!$Y$2,INDEX($C$6:$V$17,MATCH(AM610,$B$6:$B$17,0),MATCH(AK610&AL610,$C$2:$V$2,0)))","v":1554.3000000000002}]
[null,null,null,null,null,null,null,null,null,null,null,null,null,null,null,null,null,null,null,null,null,null,null,null,null,null,"Конвектор внутрипольный Royal Thermo ATRIUM-110/300/2600-DG-U-DB","НС-1477326","RT-A-110/300/2600-DG-U-DB",3,5,9,13,18,21,23,110,300,2600,"DG","U","DB",{"$f":"IF((IFERROR(IF(VLOOKUP(AK611,X:Y,2,0)=TRUE,1,0),0)+IFERROR(IF(VLOOKUP(AL611,X:Y,2,0)=TRUE,1,0),0)+IFERROR(IF(VLOOKUP(AN611,X:Y,2,0)=TRUE,1,0),0)+IFERROR(IF(VLOOKUP(AO611,X:Y,2,0)=TRUE,1,0),0)+IFERROR(IF(VLOOKUP(AP611,X:Y,2,0)=TRUE,1,0),0)+IF(AND(AM611>=Калькулятор!$C$14,AM611<=Калькулятор!$E$14),1,0)+IF(OR(AND(AS611>=Калькулятор!$C$11,AS611<=IF(ISBLANK(Калькулятор!$E$11),100000,Калькулятор!$E$11)),Калькулятор!$C$11&Калькулятор!$E$11=\"\"),1,0))=7,1,0)","v":0},{"$f":"SUM(AQ$2:AQ611)","v":240},{"$f":"IF(Калькулятор!$F$8<>70,ROUND(INDEX($C$6:$V$17,MATCH(AM611,$B$6:$B$17,0),MATCH(AK611&AL611,$C$2:$V$2,0))*(Калькулятор!$F$8/70)^справочно!$Y$2,0),ROUND(INDEX($C$6:$V$17,MATCH(AM611,$B$6:$B$17,0),MATCH(AK611&AL611,$C$2:$V$2,0)),0))","v":1690},"ЗО",{"$f":"3.6*AV611/(4.19*(Калькулятор!$C$8-Калькулятор!$D$8))","v":145.16849642004772},{"$f":"IF(Калькулятор!$F$8<>70,INDEX($C$6:$V$17,MATCH(AM611,$B$6:$B$17,0),MATCH(AK611&AL611,$C$2:$V$2,0))*(Калькулятор!$F$8/70)^справочно!$Y$2,INDEX($C$6:$V$17,MATCH(AM611,$B$6:$B$17,0),MATCH(AK611&AL611,$C$2:$V$2,0)))","v":1689.6000000000001}]
[null,null,null,null,null,null,null,null,null,null,null,null,null,null,null,null,null,null,null,null,null,null,null,null,null,null,"Конвектор внутрипольный Royal Thermo ATRIUM-110/300/2800-DG-U-DB","НС-1477329","RT-A-110/300/2800-DG-U-DB",3,5,9,13,18,21,23,110,300,2800,"DG","U","DB",{"$f":"IF((IFERROR(IF(VLOOKUP(AK612,X:Y,2,0)=TRUE,1,0),0)+IFERROR(IF(VLOOKUP(AL612,X:Y,2,0)=TRUE,1,0),0)+IFERROR(IF(VLOOKUP(AN612,X:Y,2,0)=TRUE,1,0),0)+IFERROR(IF(VLOOKUP(AO612,X:Y,2,0)=TRUE,1,0),0)+IFERROR(IF(VLOOKUP(AP612,X:Y,2,0)=TRUE,1,0),0)+IF(AND(AM612>=Калькулятор!$C$14,AM612<=Калькулятор!$E$14),1,0)+IF(OR(AND(AS612>=Калькулятор!$C$11,AS612<=IF(ISBLANK(Калькулятор!$E$11),100000,Калькулятор!$E$11)),Калькулятор!$C$11&Калькулятор!$E$11=\"\"),1,0))=7,1,0)","v":0},{"$f":"SUM(AQ$2:AQ612)","v":240},{"$f":"IF(Калькулятор!$F$8<>70,ROUND(INDEX($C$6:$V$17,MATCH(AM612,$B$6:$B$17,0),MATCH(AK612&AL612,$C$2:$V$2,0))*(Калькулятор!$F$8/70)^справочно!$Y$2,0),ROUND(INDEX($C$6:$V$17,MATCH(AM612,$B$6:$B$17,0),MATCH(AK612&AL612,$C$2:$V$2,0)),0))","v":1825},"ЗО",{"$f":"3.6*AV612/(4.19*(Калькулятор!$C$8-Калькулятор!$D$8))","v":156.79331742243434},{"$f":"IF(Калькулятор!$F$8<>70,INDEX($C$6:$V$17,MATCH(AM612,$B$6:$B$17,0),MATCH(AK612&AL612,$C$2:$V$2,0))*(Калькулятор!$F$8/70)^справочно!$Y$2,INDEX($C$6:$V$17,MATCH(AM612,$B$6:$B$17,0),MATCH(AK612&AL612,$C$2:$V$2,0)))","v":1824.9}]
[null,null,null,null,null,null,null,null,null,null,null,null,null,null,null,null,null,null,null,null,null,null,null,null,null,null,"Конвектор внутрипольный Royal Thermo ATRIUM-110/300/3000-DG-U-DB","НС-1477332","RT-A-110/300/3000-DG-U-DB",3,5,9,13,18,21,23,110,300,3000,"DG","U","DB",{"$f":"IF((IFERROR(IF(VLOOKUP(AK613,X:Y,2,0)=TRUE,1,0),0)+IFERROR(IF(VLOOKUP(AL613,X:Y,2,0)=TRUE,1,0),0)+IFERROR(IF(VLOOKUP(AN613,X:Y,2,0)=TRUE,1,0),0)+IFERROR(IF(VLOOKUP(AO613,X:Y,2,0)=TRUE,1,0),0)+IFERROR(IF(VLOOKUP(AP613,X:Y,2,0)=TRUE,1,0),0)+IF(AND(AM613>=Калькулятор!$C$14,AM613<=Калькулятор!$E$14),1,0)+IF(OR(AND(AS613>=Калькулятор!$C$11,AS613<=IF(ISBLANK(Калькулятор!$E$11),100000,Калькулятор!$E$11)),Калькулятор!$C$11&Калькулятор!$E$11=\"\"),1,0))=7,1,0)","v":0},{"$f":"SUM(AQ$2:AQ613)","v":240},{"$f":"IF(Калькулятор!$F$8<>70,ROUND(INDEX($C$6:$V$17,MATCH(AM613,$B$6:$B$17,0),MATCH(AK613&AL613,$C$2:$V$2,0))*(Калькулятор!$F$8/70)^справочно!$Y$2,0),ROUND(INDEX($C$6:$V$17,MATCH(AM613,$B$6:$B$17,0),MATCH(AK613&AL613,$C$2:$V$2,0)),0))","v":1961},"ЗО",{"$f":"3.6*AV613/(4.19*(Калькулятор!$C$8-Калькулятор!$D$8))","v":168.51264916467781},{"$f":"IF(Калькулятор!$F$8<>70,INDEX($C$6:$V$17,MATCH(AM613,$B$6:$B$17,0),MATCH(AK613&AL613,$C$2:$V$2,0))*(Калькулятор!$F$8/70)^справочно!$Y$2,INDEX($C$6:$V$17,MATCH(AM613,$B$6:$B$17,0),MATCH(AK613&AL613,$C$2:$V$2,0)))","v":1961.3000000000002}]
[null,null,null,null,null,null,null,null,null,null,null,null,null,null,null,null,null,null,null,null,null,null,null,null,null,null,"Конвектор внутрипольный Royal Thermo ATRIUM-110/400/800-DG-U-DB","НС-1477369","RT-A-110/400/800-DG-U-DB",3,5,9,13,17,20,22,110,400,800,"DG","U","DB",{"$f":"IF((IFERROR(IF(VLOOKUP(AK614,X:Y,2,0)=TRUE,1,0),0)+IFERROR(IF(VLOOKUP(AL614,X:Y,2,0)=TRUE,1,0),0)+IFERROR(IF(VLOOKUP(AN614,X:Y,2,0)=TRUE,1,0),0)+IFERROR(IF(VLOOKUP(AO614,X:Y,2,0)=TRUE,1,0),0)+IFERROR(IF(VLOOKUP(AP614,X:Y,2,0)=TRUE,1,0),0)+IF(AND(AM614>=Калькулятор!$C$14,AM614<=Калькулятор!$E$14),1,0)+IF(OR(AND(AS614>=Калькулятор!$C$11,AS614<=IF(ISBLANK(Калькулятор!$E$11),100000,Калькулятор!$E$11)),Калькулятор!$C$11&Калькулятор!$E$11=\"\"),1,0))=7,1,0)","v":0},{"$f":"SUM(AQ$2:AQ614)","v":240},{"$f":"IF(Калькулятор!$F$8<>70,ROUND(INDEX($C$6:$V$17,MATCH(AM614,$B$6:$B$17,0),MATCH(AK614&AL614,$C$2:$V$2,0))*(Калькулятор!$F$8/70)^справочно!$Y$2,0),ROUND(INDEX($C$6:$V$17,MATCH(AM614,$B$6:$B$17,0),MATCH(AK614&AL614,$C$2:$V$2,0)),0))","v":659},"ЗО",{"$f":"3.6*AV614/(4.19*(Калькулятор!$C$8-Калькулятор!$D$8))","v":56.611933174224347},{"$f":"IF(Калькулятор!$F$8<>70,INDEX($C$6:$V$17,MATCH(AM614,$B$6:$B$17,0),MATCH(AK614&AL614,$C$2:$V$2,0))*(Калькулятор!$F$8/70)^справочно!$Y$2,INDEX($C$6:$V$17,MATCH(AM614,$B$6:$B$17,0),MATCH(AK614&AL614,$C$2:$V$2,0)))","v":658.90000000000009}]
[null,null,null,null,null,null,null,null,null,null,null,null,null,null,null,null,null,null,null,null,null,null,null,null,null,null,"Конвектор внутрипольный Royal Thermo ATRIUM-110/400/1000-DG-U-DB","НС-1477341","RT-A-110/400/1000-DG-U-DB",3,5,9,13,18,21,23,110,400,1000,"DG","U","DB",{"$f":"IF((IFERROR(IF(VLOOKUP(AK615,X:Y,2,0)=TRUE,1,0),0)+IFERROR(IF(VLOOKUP(AL615,X:Y,2,0)=TRUE,1,0),0)+IFERROR(IF(VLOOKUP(AN615,X:Y,2,0)=TRUE,1,0),0)+IFERROR(IF(VLOOKUP(AO615,X:Y,2,0)=TRUE,1,0),0)+IFERROR(IF(VLOOKUP(AP615,X:Y,2,0)=TRUE,1,0),0)+IF(AND(AM615>=Калькулятор!$C$14,AM615<=Калькулятор!$E$14),1,0)+IF(OR(AND(AS615>=Калькулятор!$C$11,AS615<=IF(ISBLANK(Калькулятор!$E$11),100000,Калькулятор!$E$11)),Калькулятор!$C$11&Калькулятор!$E$11=\"\"),1,0))=7,1,0)","v":0},{"$f":"SUM(AQ$2:AQ615)","v":240},{"$f":"IF(Калькулятор!$F$8<>70,ROUND(INDEX($C$6:$V$17,MATCH(AM615,$B$6:$B$17,0),MATCH(AK615&AL615,$C$2:$V$2,0))*(Калькулятор!$F$8/70)^справочно!$Y$2,0),ROUND(INDEX($C$6:$V$17,MATCH(AM615,$B$6:$B$17,0),MATCH(AK615&AL615,$C$2:$V$2,0)),0))","v":857},"ЗО",{"$f":"3.6*AV615/(4.19*(Калькулятор!$C$8-Калькулятор!$D$8))","v":73.623866348448686},{"$f":"IF(Калькулятор!$F$8<>70,INDEX($C$6:$V$17,MATCH(AM615,$B$6:$B$17,0),MATCH(AK615&AL615,$C$2:$V$2,0))*(Калькулятор!$F$8/70)^справочно!$Y$2,INDEX($C$6:$V$17,MATCH(AM615,$B$6:$B$17,0),MATCH(AK615&AL615,$C$2:$V$2,0)))","v":856.90000000000009}]
[null,null,null,null,null,null,null,null,null,null,null,null,null,null,null,null,null,null,null,null,null,null,null,null,null,null,"Конвектор внутрипольный Royal Thermo ATRIUM-110/400/1200-DG-U-DB","НС-1477344","RT-A-110/400/1200-DG-U-DB",3,5,9,13,18,21,23,110,400,1200,"DG","U","DB",{"$f":"IF((IFERROR(IF(VLOOKUP(AK616,X:Y,2,0)=TRUE,1,0),0)+IFERROR(IF(VLOOKUP(AL616,X:Y,2,0)=TRUE,1,0),0)+IFERROR(IF(VLOOKUP(AN616,X:Y,2,0)=TRUE,1,0),0)+IFERROR(IF(VLOOKUP(AO616,X:Y,2,0)=TRUE,1,0),0)+IFERROR(IF(VLOOKUP(AP616,X:Y,2,0)=TRUE,1,0),0)+IF(AND(AM616>=Калькулятор!$C$14,AM616<=Калькулятор!$E$14),1,0)+IF(OR(AND(AS616>=Калькулятор!$C$11,AS616<=IF(ISBLANK(Калькулятор!$E$11),100000,Калькулятор!$E$11)),Калькулятор!$C$11&Калькулятор!$E$11=\"\"),1,0))=7,1,0)","v":0},{"$f":"SUM(AQ$2:AQ616)","v":240},{"$f":"IF(Калькулятор!$F$8<>70,ROUND(INDEX($C$6:$V$17,MATCH(AM616,$B$6:$B$17,0),MATCH(AK616&AL616,$C$2:$V$2,0))*(Калькулятор!$F$8/70)^справочно!$Y$2,0),ROUND(INDEX($C$6:$V$17,MATCH(AM616,$B$6:$B$17,0),MATCH(AK616&AL616,$C$2:$V$2,0)),0))","v":1054},"ЗО",{"$f":"3.6*AV616/(4.19*(Калькулятор!$C$8-Калькулятор!$D$8))","v":90.541288782816238},{"$f":"IF(Калькулятор!$F$8<>70,INDEX($C$6:$V$17,MATCH(AM616,$B$6:$B$17,0),MATCH(AK616&AL616,$C$2:$V$2,0))*(Калькулятор!$F$8/70)^справочно!$Y$2,INDEX($C$6:$V$17,MATCH(AM616,$B$6:$B$17,0),MATCH(AK616&AL616,$C$2:$V$2,0)))","v":1053.8000000000002}]
[null,null,null,null,null,null,null,null,null,null,null,null,null,null,null,null,null,null,null,null,null,null,null,null,null,null,"Конвектор внутрипольный Royal Thermo ATRIUM-110/400/1400-DG-U-DB","НС-1477347","RT-A-110/400/1400-DG-U-DB",3,5,9,13,18,21,23,110,400,1400,"DG","U","DB",{"$f":"IF((IFERROR(IF(VLOOKUP(AK617,X:Y,2,0)=TRUE,1,0),0)+IFERROR(IF(VLOOKUP(AL617,X:Y,2,0)=TRUE,1,0),0)+IFERROR(IF(VLOOKUP(AN617,X:Y,2,0)=TRUE,1,0),0)+IFERROR(IF(VLOOKUP(AO617,X:Y,2,0)=TRUE,1,0),0)+IFERROR(IF(VLOOKUP(AP617,X:Y,2,0)=TRUE,1,0),0)+IF(AND(AM617>=Калькулятор!$C$14,AM617<=Калькулятор!$E$14),1,0)+IF(OR(AND(AS617>=Калькулятор!$C$11,AS617<=IF(ISBLANK(Калькулятор!$E$11),100000,Калькулятор!$E$11)),Калькулятор!$C$11&Калькулятор!$E$11=\"\"),1,0))=7,1,0)","v":0},{"$f":"SUM(AQ$2:AQ617)","v":240},{"$f":"IF(Калькулятор!$F$8<>70,ROUND(INDEX($C$6:$V$17,MATCH(AM617,$B$6:$B$17,0),MATCH(AK617&AL617,$C$2:$V$2,0))*(Калькулятор!$F$8/70)^справочно!$Y$2,0),ROUND(INDEX($C$6:$V$17,MATCH(AM617,$B$6:$B$17,0),MATCH(AK617&AL617,$C$2:$V$2,0)),0))","v":1251},"ЗО",{"$f":"3.6*AV617/(4.19*(Калькулятор!$C$8-Калькулятор!$D$8))","v":107.45871121718376},{"$f":"IF(Калькулятор!$F$8<>70,INDEX($C$6:$V$17,MATCH(AM617,$B$6:$B$17,0),MATCH(AK617&AL617,$C$2:$V$2,0))*(Калькулятор!$F$8/70)^справочно!$Y$2,INDEX($C$6:$V$17,MATCH(AM617,$B$6:$B$17,0),MATCH(AK617&AL617,$C$2:$V$2,0)))","v":1250.7}]
[null,null,null,null,null,null,null,null,null,null,null,null,null,null,null,null,null,null,null,null,null,null,null,null,null,null,"Конвектор внутрипольный Royal Thermo ATRIUM-110/400/1600-DG-U-DB","НС-1477350","RT-A-110/400/1600-DG-U-DB",3,5,9,13,18,21,23,110,400,1600,"DG","U","DB",{"$f":"IF((IFERROR(IF(VLOOKUP(AK618,X:Y,2,0)=TRUE,1,0),0)+IFERROR(IF(VLOOKUP(AL618,X:Y,2,0)=TRUE,1,0),0)+IFERROR(IF(VLOOKUP(AN618,X:Y,2,0)=TRUE,1,0),0)+IFERROR(IF(VLOOKUP(AO618,X:Y,2,0)=TRUE,1,0),0)+IFERROR(IF(VLOOKUP(AP618,X:Y,2,0)=TRUE,1,0),0)+IF(AND(AM618>=Калькулятор!$C$14,AM618<=Калькулятор!$E$14),1,0)+IF(OR(AND(AS618>=Калькулятор!$C$11,AS618<=IF(ISBLANK(Калькулятор!$E$11),100000,Калькулятор!$E$11)),Калькулятор!$C$11&Калькулятор!$E$11=\"\"),1,0))=7,1,0)","v":0},{"$f":"SUM(AQ$2:AQ618)","v":240},{"$f":"IF(Калькулятор!$F$8<>70,ROUND(INDEX($C$6:$V$17,MATCH(AM618,$B$6:$B$17,0),MATCH(AK618&AL618,$C$2:$V$2,0))*(Калькулятор!$F$8/70)^справочно!$Y$2,0),ROUND(INDEX($C$6:$V$17,MATCH(AM618,$B$6:$B$17,0),MATCH(AK618&AL618,$C$2:$V$2,0)),0))","v":1449},"ЗО",{"$f":"3.6*AV618/(4.19*(Калькулятор!$C$8-Калькулятор!$D$8))","v":124.47064439140811},{"$f":"IF(Калькулятор!$F$8<>70,INDEX($C$6:$V$17,MATCH(AM618,$B$6:$B$17,0),MATCH(AK618&AL618,$C$2:$V$2,0))*(Калькулятор!$F$8/70)^справочно!$Y$2,INDEX($C$6:$V$17,MATCH(AM618,$B$6:$B$17,0),MATCH(AK618&AL618,$C$2:$V$2,0)))","v":1448.7}]
[null,null,null,null,null,null,null,null,null,null,null,null,null,null,null,null,null,null,null,null,null,null,null,null,null,null,"Конвектор внутрипольный Royal Thermo ATRIUM-110/400/1800-DG-U-DB","НС-1477353","RT-A-110/400/1800-DG-U-DB",3,5,9,13,18,21,23,110,400,1800,"DG","U","DB",{"$f":"IF((IFERROR(IF(VLOOKUP(AK619,X:Y,2,0)=TRUE,1,0),0)+IFERROR(IF(VLOOKUP(AL619,X:Y,2,0)=TRUE,1,0),0)+IFERROR(IF(VLOOKUP(AN619,X:Y,2,0)=TRUE,1,0),0)+IFERROR(IF(VLOOKUP(AO619,X:Y,2,0)=TRUE,1,0),0)+IFERROR(IF(VLOOKUP(AP619,X:Y,2,0)=TRUE,1,0),0)+IF(AND(AM619>=Калькулятор!$C$14,AM619<=Калькулятор!$E$14),1,0)+IF(OR(AND(AS619>=Калькулятор!$C$11,AS619<=IF(ISBLANK(Калькулятор!$E$11),100000,Калькулятор!$E$11)),Калькулятор!$C$11&Калькулятор!$E$11=\"\"),1,0))=7,1,0)","v":0},{"$f":"SUM(AQ$2:AQ619)","v":240},{"$f":"IF(Калькулятор!$F$8<>70,ROUND(INDEX($C$6:$V$17,MATCH(AM619,$B$6:$B$17,0),MATCH(AK619&AL619,$C$2:$V$2,0))*(Калькулятор!$F$8/70)^справочно!$Y$2,0),ROUND(INDEX($C$6:$V$17,MATCH(AM619,$B$6:$B$17,0),MATCH(AK619&AL619,$C$2:$V$2,0)),0))","v":1647},"ЗО",{"$f":"3.6*AV619/(4.19*(Калькулятор!$C$8-Калькулятор!$D$8))","v":141.48257756563243},{"$f":"IF(Калькулятор!$F$8<>70,INDEX($C$6:$V$17,MATCH(AM619,$B$6:$B$17,0),MATCH(AK619&AL619,$C$2:$V$2,0))*(Калькулятор!$F$8/70)^справочно!$Y$2,INDEX($C$6:$V$17,MATCH(AM619,$B$6:$B$17,0),MATCH(AK619&AL619,$C$2:$V$2,0)))","v":1646.7}]
[null,null,null,null,null,null,null,null,null,null,null,null,null,null,null,null,null,null,null,null,null,null,null,null,null,null,"Конвектор внутрипольный Royal Thermo ATRIUM-110/400/2000-DG-U-DB","НС-1477356","RT-A-110/400/2000-DG-U-DB",3,5,9,13,18,21,23,110,400,2000,"DG","U","DB",{"$f":"IF((IFERROR(IF(VLOOKUP(AK620,X:Y,2,0)=TRUE,1,0),0)+IFERROR(IF(VLOOKUP(AL620,X:Y,2,0)=TRUE,1,0),0)+IFERROR(IF(VLOOKUP(AN620,X:Y,2,0)=TRUE,1,0),0)+IFERROR(IF(VLOOKUP(AO620,X:Y,2,0)=TRUE,1,0),0)+IFERROR(IF(VLOOKUP(AP620,X:Y,2,0)=TRUE,1,0),0)+IF(AND(AM620>=Калькулятор!$C$14,AM620<=Калькулятор!$E$14),1,0)+IF(OR(AND(AS620>=Калькулятор!$C$11,AS620<=IF(ISBLANK(Калькулятор!$E$11),100000,Калькулятор!$E$11)),Калькулятор!$C$11&Калькулятор!$E$11=\"\"),1,0))=7,1,0)","v":0},{"$f":"SUM(AQ$2:AQ620)","v":240},{"$f":"IF(Калькулятор!$F$8<>70,ROUND(INDEX($C$6:$V$17,MATCH(AM620,$B$6:$B$17,0),MATCH(AK620&AL620,$C$2:$V$2,0))*(Калькулятор!$F$8/70)^справочно!$Y$2,0),ROUND(INDEX($C$6:$V$17,MATCH(AM620,$B$6:$B$17,0),MATCH(AK620&AL620,$C$2:$V$2,0)),0))","v":1845},"ЗО",{"$f":"3.6*AV620/(4.19*(Калькулятор!$C$8-Калькулятор!$D$8))","v":158.49451073985679},{"$f":"IF(Калькулятор!$F$8<>70,INDEX($C$6:$V$17,MATCH(AM620,$B$6:$B$17,0),MATCH(AK620&AL620,$C$2:$V$2,0))*(Калькулятор!$F$8/70)^справочно!$Y$2,INDEX($C$6:$V$17,MATCH(AM620,$B$6:$B$17,0),MATCH(AK620&AL620,$C$2:$V$2,0)))","v":1844.7}]
[null,null,null,null,null,null,null,null,null,null,null,null,null,null,null,null,null,null,null,null,null,null,null,null,null,null,"Конвектор внутрипольный Royal Thermo ATRIUM-110/400/2200-DG-U-DB","НС-1477358","RT-A-110/400/2200-DG-U-DB",3,5,9,13,18,21,23,110,400,2200,"DG","U","DB",{"$f":"IF((IFERROR(IF(VLOOKUP(AK621,X:Y,2,0)=TRUE,1,0),0)+IFERROR(IF(VLOOKUP(AL621,X:Y,2,0)=TRUE,1,0),0)+IFERROR(IF(VLOOKUP(AN621,X:Y,2,0)=TRUE,1,0),0)+IFERROR(IF(VLOOKUP(AO621,X:Y,2,0)=TRUE,1,0),0)+IFERROR(IF(VLOOKUP(AP621,X:Y,2,0)=TRUE,1,0),0)+IF(AND(AM621>=Калькулятор!$C$14,AM621<=Калькулятор!$E$14),1,0)+IF(OR(AND(AS621>=Калькулятор!$C$11,AS621<=IF(ISBLANK(Калькулятор!$E$11),100000,Калькулятор!$E$11)),Калькулятор!$C$11&Калькулятор!$E$11=\"\"),1,0))=7,1,0)","v":0},{"$f":"SUM(AQ$2:AQ621)","v":240},{"$f":"IF(Калькулятор!$F$8<>70,ROUND(INDEX($C$6:$V$17,MATCH(AM621,$B$6:$B$17,0),MATCH(AK621&AL621,$C$2:$V$2,0))*(Калькулятор!$F$8/70)^справочно!$Y$2,0),ROUND(INDEX($C$6:$V$17,MATCH(AM621,$B$6:$B$17,0),MATCH(AK621&AL621,$C$2:$V$2,0)),0))","v":2042},"ЗО",{"$f":"3.6*AV621/(4.19*(Калькулятор!$C$8-Калькулятор!$D$8))","v":175.41193317422432},{"$f":"IF(Калькулятор!$F$8<>70,INDEX($C$6:$V$17,MATCH(AM621,$B$6:$B$17,0),MATCH(AK621&AL621,$C$2:$V$2,0))*(Калькулятор!$F$8/70)^справочно!$Y$2,INDEX($C$6:$V$17,MATCH(AM621,$B$6:$B$17,0),MATCH(AK621&AL621,$C$2:$V$2,0)))","v":2041.6000000000001}]
[null,null,null,null,null,null,null,null,null,null,null,null,null,null,null,null,null,null,null,null,null,null,null,null,null,null,"Конвектор внутрипольный Royal Thermo ATRIUM-110/400/2400-DG-U-DB","НС-1477360","RT-A-110/400/2400-DG-U-DB",3,5,9,13,18,21,23,110,400,2400,"DG","U","DB",{"$f":"IF((IFERROR(IF(VLOOKUP(AK622,X:Y,2,0)=TRUE,1,0),0)+IFERROR(IF(VLOOKUP(AL622,X:Y,2,0)=TRUE,1,0),0)+IFERROR(IF(VLOOKUP(AN622,X:Y,2,0)=TRUE,1,0),0)+IFERROR(IF(VLOOKUP(AO622,X:Y,2,0)=TRUE,1,0),0)+IFERROR(IF(VLOOKUP(AP622,X:Y,2,0)=TRUE,1,0),0)+IF(AND(AM622>=Калькулятор!$C$14,AM622<=Калькулятор!$E$14),1,0)+IF(OR(AND(AS622>=Калькулятор!$C$11,AS622<=IF(ISBLANK(Калькулятор!$E$11),100000,Калькулятор!$E$11)),Калькулятор!$C$11&Калькулятор!$E$11=\"\"),1,0))=7,1,0)","v":0},{"$f":"SUM(AQ$2:AQ622)","v":240},{"$f":"IF(Калькулятор!$F$8<>70,ROUND(INDEX($C$6:$V$17,MATCH(AM622,$B$6:$B$17,0),MATCH(AK622&AL622,$C$2:$V$2,0))*(Калькулятор!$F$8/70)^справочно!$Y$2,0),ROUND(INDEX($C$6:$V$17,MATCH(AM622,$B$6:$B$17,0),MATCH(AK622&AL622,$C$2:$V$2,0)),0))","v":2239},"ЗО",{"$f":"3.6*AV622/(4.19*(Калькулятор!$C$8-Калькулятор!$D$8))","v":192.32935560859187},{"$f":"IF(Калькулятор!$F$8<>70,INDEX($C$6:$V$17,MATCH(AM622,$B$6:$B$17,0),MATCH(AK622&AL622,$C$2:$V$2,0))*(Калькулятор!$F$8/70)^справочно!$Y$2,INDEX($C$6:$V$17,MATCH(AM622,$B$6:$B$17,0),MATCH(AK622&AL622,$C$2:$V$2,0)))","v":2238.5}]
[null,null,null,null,null,null,null,null,null,null,null,null,null,null,null,null,null,null,null,null,null,null,null,null,null,null,"Конвектор внутрипольный Royal Thermo ATRIUM-110/400/2600-DG-U-DB","НС-1477362","RT-A-110/400/2600-DG-U-DB",3,5,9,13,18,21,23,110,400,2600,"DG","U","DB",{"$f":"IF((IFERROR(IF(VLOOKUP(AK623,X:Y,2,0)=TRUE,1,0),0)+IFERROR(IF(VLOOKUP(AL623,X:Y,2,0)=TRUE,1,0),0)+IFERROR(IF(VLOOKUP(AN623,X:Y,2,0)=TRUE,1,0),0)+IFERROR(IF(VLOOKUP(AO623,X:Y,2,0)=TRUE,1,0),0)+IFERROR(IF(VLOOKUP(AP623,X:Y,2,0)=TRUE,1,0),0)+IF(AND(AM623>=Калькулятор!$C$14,AM623<=Калькулятор!$E$14),1,0)+IF(OR(AND(AS623>=Калькулятор!$C$11,AS623<=IF(ISBLANK(Калькулятор!$E$11),100000,Калькулятор!$E$11)),Калькулятор!$C$11&Калькулятор!$E$11=\"\"),1,0))=7,1,0)","v":0},{"$f":"SUM(AQ$2:AQ623)","v":240},{"$f":"IF(Калькулятор!$F$8<>70,ROUND(INDEX($C$6:$V$17,MATCH(AM623,$B$6:$B$17,0),MATCH(AK623&AL623,$C$2:$V$2,0))*(Калькулятор!$F$8/70)^справочно!$Y$2,0),ROUND(INDEX($C$6:$V$17,MATCH(AM623,$B$6:$B$17,0),MATCH(AK623&AL623,$C$2:$V$2,0)),0))","v":2437},"ЗО",{"$f":"3.6*AV623/(4.19*(Калькулятор!$C$8-Калькулятор!$D$8))","v":209.34128878281618},{"$f":"IF(Калькулятор!$F$8<>70,INDEX($C$6:$V$17,MATCH(AM623,$B$6:$B$17,0),MATCH(AK623&AL623,$C$2:$V$2,0))*(Калькулятор!$F$8/70)^справочно!$Y$2,INDEX($C$6:$V$17,MATCH(AM623,$B$6:$B$17,0),MATCH(AK623&AL623,$C$2:$V$2,0)))","v":2436.5}]
[null,null,null,null,null,null,null,null,null,null,null,null,null,null,null,null,null,null,null,null,null,null,null,null,null,null,"Конвектор внутрипольный Royal Thermo ATRIUM-110/400/2800-DG-U-DB","НС-1477364","RT-A-110/400/2800-DG-U-DB",3,5,9,13,18,21,23,110,400,2800,"DG","U","DB",{"$f":"IF((IFERROR(IF(VLOOKUP(AK624,X:Y,2,0)=TRUE,1,0),0)+IFERROR(IF(VLOOKUP(AL624,X:Y,2,0)=TRUE,1,0),0)+IFERROR(IF(VLOOKUP(AN624,X:Y,2,0)=TRUE,1,0),0)+IFERROR(IF(VLOOKUP(AO624,X:Y,2,0)=TRUE,1,0),0)+IFERROR(IF(VLOOKUP(AP624,X:Y,2,0)=TRUE,1,0),0)+IF(AND(AM624>=Калькулятор!$C$14,AM624<=Калькулятор!$E$14),1,0)+IF(OR(AND(AS624>=Калькулятор!$C$11,AS624<=IF(ISBLANK(Калькулятор!$E$11),100000,Калькулятор!$E$11)),Калькулятор!$C$11&Калькулятор!$E$11=\"\"),1,0))=7,1,0)","v":0},{"$f":"SUM(AQ$2:AQ624)","v":240},{"$f":"IF(Калькулятор!$F$8<>70,ROUND(INDEX($C$6:$V$17,MATCH(AM624,$B$6:$B$17,0),MATCH(AK624&AL624,$C$2:$V$2,0))*(Калькулятор!$F$8/70)^справочно!$Y$2,0),ROUND(INDEX($C$6:$V$17,MATCH(AM624,$B$6:$B$17,0),MATCH(AK624&AL624,$C$2:$V$2,0)),0))","v":2635},"ЗО",{"$f":"3.6*AV624/(4.19*(Калькулятор!$C$8-Калькулятор!$D$8))","v":226.35322195704055},{"$f":"IF(Калькулятор!$F$8<>70,INDEX($C$6:$V$17,MATCH(AM624,$B$6:$B$17,0),MATCH(AK624&AL624,$C$2:$V$2,0))*(Калькулятор!$F$8/70)^справочно!$Y$2,INDEX($C$6:$V$17,MATCH(AM624,$B$6:$B$17,0),MATCH(AK624&AL624,$C$2:$V$2,0)))","v":2634.5}]
[null,null,null,null,null,null,null,null,null,null,null,null,null,null,null,null,null,null,null,null,null,null,null,null,null,null,"Конвектор внутрипольный Royal Thermo ATRIUM-110/400/3000-DG-U-DB","НС-1477366","RT-A-110/400/3000-DG-U-DB",3,5,9,13,18,21,23,110,400,3000,"DG","U","DB",{"$f":"IF((IFERROR(IF(VLOOKUP(AK625,X:Y,2,0)=TRUE,1,0),0)+IFERROR(IF(VLOOKUP(AL625,X:Y,2,0)=TRUE,1,0),0)+IFERROR(IF(VLOOKUP(AN625,X:Y,2,0)=TRUE,1,0),0)+IFERROR(IF(VLOOKUP(AO625,X:Y,2,0)=TRUE,1,0),0)+IFERROR(IF(VLOOKUP(AP625,X:Y,2,0)=TRUE,1,0),0)+IF(AND(AM625>=Калькулятор!$C$14,AM625<=Калькулятор!$E$14),1,0)+IF(OR(AND(AS625>=Калькулятор!$C$11,AS625<=IF(ISBLANK(Калькулятор!$E$11),100000,Калькулятор!$E$11)),Калькулятор!$C$11&Калькулятор!$E$11=\"\"),1,0))=7,1,0)","v":0},{"$f":"SUM(AQ$2:AQ625)","v":240},{"$f":"IF(Калькулятор!$F$8<>70,ROUND(INDEX($C$6:$V$17,MATCH(AM625,$B$6:$B$17,0),MATCH(AK625&AL625,$C$2:$V$2,0))*(Калькулятор!$F$8/70)^справочно!$Y$2,0),ROUND(INDEX($C$6:$V$17,MATCH(AM625,$B$6:$B$17,0),MATCH(AK625&AL625,$C$2:$V$2,0)),0))","v":2831},"ЗО",{"$f":"3.6*AV625/(4.19*(Калькулятор!$C$8-Калькулятор!$D$8))","v":243.2706443914081},{"$f":"IF(Калькулятор!$F$8<>70,INDEX($C$6:$V$17,MATCH(AM625,$B$6:$B$17,0),MATCH(AK625&AL625,$C$2:$V$2,0))*(Калькулятор!$F$8/70)^справочно!$Y$2,INDEX($C$6:$V$17,MATCH(AM625,$B$6:$B$17,0),MATCH(AK625&AL625,$C$2:$V$2,0)))","v":2831.4}]
[null,null,null,null,null,null,null,null,null,null,null,null,null,null,null,null,null,null,null,null,null,null,null,null,null,null,"Конвектор внутрипольный Royal Thermo ATRIUM-150/200/800-DG-U-DB","НС-1477413","RT-A-150/200/800-DG-U-DB",3,5,9,13,17,20,22,150,200,800,"DG","U","DB",{"$f":"IF((IFERROR(IF(VLOOKUP(AK626,X:Y,2,0)=TRUE,1,0),0)+IFERROR(IF(VLOOKUP(AL626,X:Y,2,0)=TRUE,1,0),0)+IFERROR(IF(VLOOKUP(AN626,X:Y,2,0)=TRUE,1,0),0)+IFERROR(IF(VLOOKUP(AO626,X:Y,2,0)=TRUE,1,0),0)+IFERROR(IF(VLOOKUP(AP626,X:Y,2,0)=TRUE,1,0),0)+IF(AND(AM626>=Калькулятор!$C$14,AM626<=Калькулятор!$E$14),1,0)+IF(OR(AND(AS626>=Калькулятор!$C$11,AS626<=IF(ISBLANK(Калькулятор!$E$11),100000,Калькулятор!$E$11)),Калькулятор!$C$11&Калькулятор!$E$11=\"\"),1,0))=7,1,0)","v":0},{"$f":"SUM(AQ$2:AQ626)","v":240},{"$f":"IF(Калькулятор!$F$8<>70,ROUND(INDEX($C$6:$V$17,MATCH(AM626,$B$6:$B$17,0),MATCH(AK626&AL626,$C$2:$V$2,0))*(Калькулятор!$F$8/70)^справочно!$Y$2,0),ROUND(INDEX($C$6:$V$17,MATCH(AM626,$B$6:$B$17,0),MATCH(AK626&AL626,$C$2:$V$2,0)),0))","v":392},"ЗО",{"$f":"3.6*AV626/(4.19*(Калькулятор!$C$8-Калькулятор!$D$8))","v":33.64582338902148},{"$f":"IF(Калькулятор!$F$8<>70,INDEX($C$6:$V$17,MATCH(AM626,$B$6:$B$17,0),MATCH(AK626&AL626,$C$2:$V$2,0))*(Калькулятор!$F$8/70)^справочно!$Y$2,INDEX($C$6:$V$17,MATCH(AM626,$B$6:$B$17,0),MATCH(AK626&AL626,$C$2:$V$2,0)))","v":391.6}]
[null,null,null,null,null,null,null,null,null,null,null,null,null,null,null,null,null,null,null,null,null,null,null,null,null,null,"Конвектор внутрипольный Royal Thermo ATRIUM-150/200/1000-DG-U-DB","НС-1477380","RT-A-150/200/1000-DG-U-DB",3,5,9,13,18,21,23,150,200,1000,"DG","U","DB",{"$f":"IF((IFERROR(IF(VLOOKUP(AK627,X:Y,2,0)=TRUE,1,0),0)+IFERROR(IF(VLOOKUP(AL627,X:Y,2,0)=TRUE,1,0),0)+IFERROR(IF(VLOOKUP(AN627,X:Y,2,0)=TRUE,1,0),0)+IFERROR(IF(VLOOKUP(AO627,X:Y,2,0)=TRUE,1,0),0)+IFERROR(IF(VLOOKUP(AP627,X:Y,2,0)=TRUE,1,0),0)+IF(AND(AM627>=Калькулятор!$C$14,AM627<=Калькулятор!$E$14),1,0)+IF(OR(AND(AS627>=Калькулятор!$C$11,AS627<=IF(ISBLANK(Калькулятор!$E$11),100000,Калькулятор!$E$11)),Калькулятор!$C$11&Калькулятор!$E$11=\"\"),1,0))=7,1,0)","v":0},{"$f":"SUM(AQ$2:AQ627)","v":240},{"$f":"IF(Калькулятор!$F$8<>70,ROUND(INDEX($C$6:$V$17,MATCH(AM627,$B$6:$B$17,0),MATCH(AK627&AL627,$C$2:$V$2,0))*(Калькулятор!$F$8/70)^справочно!$Y$2,0),ROUND(INDEX($C$6:$V$17,MATCH(AM627,$B$6:$B$17,0),MATCH(AK627&AL627,$C$2:$V$2,0)),0))","v":536},"ЗО",{"$f":"3.6*AV627/(4.19*(Калькулятор!$C$8-Калькулятор!$D$8))","v":46.026730310262529},{"$f":"IF(Калькулятор!$F$8<>70,INDEX($C$6:$V$17,MATCH(AM627,$B$6:$B$17,0),MATCH(AK627&AL627,$C$2:$V$2,0))*(Калькулятор!$F$8/70)^справочно!$Y$2,INDEX($C$6:$V$17,MATCH(AM627,$B$6:$B$17,0),MATCH(AK627&AL627,$C$2:$V$2,0)))","v":535.70000000000005}]
[null,null,null,null,null,null,null,null,null,null,null,null,null,null,null,null,null,null,null,null,null,null,null,null,null,null,"Конвектор внутрипольный Royal Thermo ATRIUM-150/200/1200-DG-U-DB","НС-1477383","RT-A-150/200/1200-DG-U-DB",3,5,9,13,18,21,23,150,200,1200,"DG","U","DB",{"$f":"IF((IFERROR(IF(VLOOKUP(AK628,X:Y,2,0)=TRUE,1,0),0)+IFERROR(IF(VLOOKUP(AL628,X:Y,2,0)=TRUE,1,0),0)+IFERROR(IF(VLOOKUP(AN628,X:Y,2,0)=TRUE,1,0),0)+IFERROR(IF(VLOOKUP(AO628,X:Y,2,0)=TRUE,1,0),0)+IFERROR(IF(VLOOKUP(AP628,X:Y,2,0)=TRUE,1,0),0)+IF(AND(AM628>=Калькулятор!$C$14,AM628<=Калькулятор!$E$14),1,0)+IF(OR(AND(AS628>=Калькулятор!$C$11,AS628<=IF(ISBLANK(Калькулятор!$E$11),100000,Калькулятор!$E$11)),Калькулятор!$C$11&Калькулятор!$E$11=\"\"),1,0))=7,1,0)","v":0},{"$f":"SUM(AQ$2:AQ628)","v":240},{"$f":"IF(Калькулятор!$F$8<>70,ROUND(INDEX($C$6:$V$17,MATCH(AM628,$B$6:$B$17,0),MATCH(AK628&AL628,$C$2:$V$2,0))*(Калькулятор!$F$8/70)^справочно!$Y$2,0),ROUND(INDEX($C$6:$V$17,MATCH(AM628,$B$6:$B$17,0),MATCH(AK628&AL628,$C$2:$V$2,0)),0))","v":686},"ЗО",{"$f":"3.6*AV628/(4.19*(Калькулятор!$C$8-Калькулятор!$D$8))","v":58.974701670644393},{"$f":"IF(Калькулятор!$F$8<>70,INDEX($C$6:$V$17,MATCH(AM628,$B$6:$B$17,0),MATCH(AK628&AL628,$C$2:$V$2,0))*(Калькулятор!$F$8/70)^справочно!$Y$2,INDEX($C$6:$V$17,MATCH(AM628,$B$6:$B$17,0),MATCH(AK628&AL628,$C$2:$V$2,0)))","v":686.40000000000009}]
[null,null,null,null,null,null,null,null,null,null,null,null,null,null,null,null,null,null,null,null,null,null,null,null,null,null,"Конвектор внутрипольный Royal Thermo ATRIUM-150/200/1400-DG-U-DB","НС-1477386","RT-A-150/200/1400-DG-U-DB",3,5,9,13,18,21,23,150,200,1400,"DG","U","DB",{"$f":"IF((IFERROR(IF(VLOOKUP(AK629,X:Y,2,0)=TRUE,1,0),0)+IFERROR(IF(VLOOKUP(AL629,X:Y,2,0)=TRUE,1,0),0)+IFERROR(IF(VLOOKUP(AN629,X:Y,2,0)=TRUE,1,0),0)+IFERROR(IF(VLOOKUP(AO629,X:Y,2,0)=TRUE,1,0),0)+IFERROR(IF(VLOOKUP(AP629,X:Y,2,0)=TRUE,1,0),0)+IF(AND(AM629>=Калькулятор!$C$14,AM629<=Калькулятор!$E$14),1,0)+IF(OR(AND(AS629>=Калькулятор!$C$11,AS629<=IF(ISBLANK(Калькулятор!$E$11),100000,Калькулятор!$E$11)),Калькулятор!$C$11&Калькулятор!$E$11=\"\"),1,0))=7,1,0)","v":0},{"$f":"SUM(AQ$2:AQ629)","v":240},{"$f":"IF(Калькулятор!$F$8<>70,ROUND(INDEX($C$6:$V$17,MATCH(AM629,$B$6:$B$17,0),MATCH(AK629&AL629,$C$2:$V$2,0))*(Калькулятор!$F$8/70)^справочно!$Y$2,0),ROUND(INDEX($C$6:$V$17,MATCH(AM629,$B$6:$B$17,0),MATCH(AK629&AL629,$C$2:$V$2,0)),0))","v":835},"ЗО",{"$f":"3.6*AV629/(4.19*(Калькулятор!$C$8-Калькулятор!$D$8))","v":71.733651551312647},{"$f":"IF(Калькулятор!$F$8<>70,INDEX($C$6:$V$17,MATCH(AM629,$B$6:$B$17,0),MATCH(AK629&AL629,$C$2:$V$2,0))*(Калькулятор!$F$8/70)^справочно!$Y$2,INDEX($C$6:$V$17,MATCH(AM629,$B$6:$B$17,0),MATCH(AK629&AL629,$C$2:$V$2,0)))","v":834.90000000000009}]
[null,null,null,null,null,null,null,null,null,null,null,null,null,null,null,null,null,null,null,null,null,null,null,null,null,null,"Конвектор внутрипольный Royal Thermo ATRIUM-150/200/1600-DG-U-DB","НС-1477389","RT-A-150/200/1600-DG-U-DB",3,5,9,13,18,21,23,150,200,1600,"DG","U","DB",{"$f":"IF((IFERROR(IF(VLOOKUP(AK630,X:Y,2,0)=TRUE,1,0),0)+IFERROR(IF(VLOOKUP(AL630,X:Y,2,0)=TRUE,1,0),0)+IFERROR(IF(VLOOKUP(AN630,X:Y,2,0)=TRUE,1,0),0)+IFERROR(IF(VLOOKUP(AO630,X:Y,2,0)=TRUE,1,0),0)+IFERROR(IF(VLOOKUP(AP630,X:Y,2,0)=TRUE,1,0),0)+IF(AND(AM630>=Калькулятор!$C$14,AM630<=Калькулятор!$E$14),1,0)+IF(OR(AND(AS630>=Калькулятор!$C$11,AS630<=IF(ISBLANK(Калькулятор!$E$11),100000,Калькулятор!$E$11)),Калькулятор!$C$11&Калькулятор!$E$11=\"\"),1,0))=7,1,0)","v":0},{"$f":"SUM(AQ$2:AQ630)","v":240},{"$f":"IF(Калькулятор!$F$8<>70,ROUND(INDEX($C$6:$V$17,MATCH(AM630,$B$6:$B$17,0),MATCH(AK630&AL630,$C$2:$V$2,0))*(Калькулятор!$F$8/70)^справочно!$Y$2,0),ROUND(INDEX($C$6:$V$17,MATCH(AM630,$B$6:$B$17,0),MATCH(AK630&AL630,$C$2:$V$2,0)),0))","v":982},"ЗО",{"$f":"3.6*AV630/(4.19*(Калькулятор!$C$8-Калькулятор!$D$8))","v":84.3980906921241},{"$f":"IF(Калькулятор!$F$8<>70,INDEX($C$6:$V$17,MATCH(AM630,$B$6:$B$17,0),MATCH(AK630&AL630,$C$2:$V$2,0))*(Калькулятор!$F$8/70)^справочно!$Y$2,INDEX($C$6:$V$17,MATCH(AM630,$B$6:$B$17,0),MATCH(AK630&AL630,$C$2:$V$2,0)))","v":982.30000000000007}]
[null,null,null,null,null,null,null,null,null,null,null,null,null,null,null,null,null,null,null,null,null,null,null,null,null,null,"Конвектор внутрипольный Royal Thermo ATRIUM-150/200/1800-DG-U-DB","НС-1477392","RT-A-150/200/1800-DG-U-DB",3,5,9,13,18,21,23,150,200,1800,"DG","U","DB",{"$f":"IF((IFERROR(IF(VLOOKUP(AK631,X:Y,2,0)=TRUE,1,0),0)+IFERROR(IF(VLOOKUP(AL631,X:Y,2,0)=TRUE,1,0),0)+IFERROR(IF(VLOOKUP(AN631,X:Y,2,0)=TRUE,1,0),0)+IFERROR(IF(VLOOKUP(AO631,X:Y,2,0)=TRUE,1,0),0)+IFERROR(IF(VLOOKUP(AP631,X:Y,2,0)=TRUE,1,0),0)+IF(AND(AM631>=Калькулятор!$C$14,AM631<=Калькулятор!$E$14),1,0)+IF(OR(AND(AS631>=Калькулятор!$C$11,AS631<=IF(ISBLANK(Калькулятор!$E$11),100000,Калькулятор!$E$11)),Калькулятор!$C$11&Калькулятор!$E$11=\"\"),1,0))=7,1,0)","v":0},{"$f":"SUM(AQ$2:AQ631)","v":240},{"$f":"IF(Калькулятор!$F$8<>70,ROUND(INDEX($C$6:$V$17,MATCH(AM631,$B$6:$B$17,0),MATCH(AK631&AL631,$C$2:$V$2,0))*(Калькулятор!$F$8/70)^справочно!$Y$2,0),ROUND(INDEX($C$6:$V$17,MATCH(AM631,$B$6:$B$17,0),MATCH(AK631&AL631,$C$2:$V$2,0)),0))","v":1130},"ЗО",{"$f":"3.6*AV631/(4.19*(Калькулятор!$C$8-Калькулятор!$D$8))","v":97.062529832935553},{"$f":"IF(Калькулятор!$F$8<>70,INDEX($C$6:$V$17,MATCH(AM631,$B$6:$B$17,0),MATCH(AK631&AL631,$C$2:$V$2,0))*(Калькулятор!$F$8/70)^справочно!$Y$2,INDEX($C$6:$V$17,MATCH(AM631,$B$6:$B$17,0),MATCH(AK631&AL631,$C$2:$V$2,0)))","v":1129.7}]
[null,null,null,null,null,null,null,null,null,null,null,null,null,null,null,null,null,null,null,null,null,null,null,null,null,null,"Конвектор внутрипольный Royal Thermo ATRIUM-150/200/2000-DG-U-DB","НС-1477395","RT-A-150/200/2000-DG-U-DB",3,5,9,13,18,21,23,150,200,2000,"DG","U","DB",{"$f":"IF((IFERROR(IF(VLOOKUP(AK632,X:Y,2,0)=TRUE,1,0),0)+IFERROR(IF(VLOOKUP(AL632,X:Y,2,0)=TRUE,1,0),0)+IFERROR(IF(VLOOKUP(AN632,X:Y,2,0)=TRUE,1,0),0)+IFERROR(IF(VLOOKUP(AO632,X:Y,2,0)=TRUE,1,0),0)+IFERROR(IF(VLOOKUP(AP632,X:Y,2,0)=TRUE,1,0),0)+IF(AND(AM632>=Калькулятор!$C$14,AM632<=Калькулятор!$E$14),1,0)+IF(OR(AND(AS632>=Калькулятор!$C$11,AS632<=IF(ISBLANK(Калькулятор!$E$11),100000,Калькулятор!$E$11)),Калькулятор!$C$11&Калькулятор!$E$11=\"\"),1,0))=7,1,0)","v":0},{"$f":"SUM(AQ$2:AQ632)","v":240},{"$f":"IF(Калькулятор!$F$8<>70,ROUND(INDEX($C$6:$V$17,MATCH(AM632,$B$6:$B$17,0),MATCH(AK632&AL632,$C$2:$V$2,0))*(Калькулятор!$F$8/70)^справочно!$Y$2,0),ROUND(INDEX($C$6:$V$17,MATCH(AM632,$B$6:$B$17,0),MATCH(AK632&AL632,$C$2:$V$2,0)),0))","v":1278},"ЗО",{"$f":"3.6*AV632/(4.19*(Калькулятор!$C$8-Калькулятор!$D$8))","v":109.82147971360381},{"$f":"IF(Калькулятор!$F$8<>70,INDEX($C$6:$V$17,MATCH(AM632,$B$6:$B$17,0),MATCH(AK632&AL632,$C$2:$V$2,0))*(Калькулятор!$F$8/70)^справочно!$Y$2,INDEX($C$6:$V$17,MATCH(AM632,$B$6:$B$17,0),MATCH(AK632&AL632,$C$2:$V$2,0)))","v":1278.2}]
[null,null,null,null,null,null,null,null,null,null,null,null,null,null,null,null,null,null,null,null,null,null,null,null,null,null,"Конвектор внутрипольный Royal Thermo ATRIUM-150/200/2200-DG-U-DB","НС-1477398","RT-A-150/200/2200-DG-U-DB",3,5,9,13,18,21,23,150,200,2200,"DG","U","DB",{"$f":"IF((IFERROR(IF(VLOOKUP(AK633,X:Y,2,0)=TRUE,1,0),0)+IFERROR(IF(VLOOKUP(AL633,X:Y,2,0)=TRUE,1,0),0)+IFERROR(IF(VLOOKUP(AN633,X:Y,2,0)=TRUE,1,0),0)+IFERROR(IF(VLOOKUP(AO633,X:Y,2,0)=TRUE,1,0),0)+IFERROR(IF(VLOOKUP(AP633,X:Y,2,0)=TRUE,1,0),0)+IF(AND(AM633>=Калькулятор!$C$14,AM633<=Калькулятор!$E$14),1,0)+IF(OR(AND(AS633>=Калькулятор!$C$11,AS633<=IF(ISBLANK(Калькулятор!$E$11),100000,Калькулятор!$E$11)),Калькулятор!$C$11&Калькулятор!$E$11=\"\"),1,0))=7,1,0)","v":0},{"$f":"SUM(AQ$2:AQ633)","v":240},{"$f":"IF(Калькулятор!$F$8<>70,ROUND(INDEX($C$6:$V$17,MATCH(AM633,$B$6:$B$17,0),MATCH(AK633&AL633,$C$2:$V$2,0))*(Калькулятор!$F$8/70)^справочно!$Y$2,0),ROUND(INDEX($C$6:$V$17,MATCH(AM633,$B$6:$B$17,0),MATCH(AK633&AL633,$C$2:$V$2,0)),0))","v":1426},"ЗО",{"$f":"3.6*AV633/(4.19*(Калькулятор!$C$8-Калькулятор!$D$8))","v":122.48591885441527},{"$f":"IF(Калькулятор!$F$8<>70,INDEX($C$6:$V$17,MATCH(AM633,$B$6:$B$17,0),MATCH(AK633&AL633,$C$2:$V$2,0))*(Калькулятор!$F$8/70)^справочно!$Y$2,INDEX($C$6:$V$17,MATCH(AM633,$B$6:$B$17,0),MATCH(AK633&AL633,$C$2:$V$2,0)))","v":1425.6000000000001}]
[null,null,null,null,null,null,null,null,null,null,null,null,null,null,null,null,null,null,null,null,null,null,null,null,null,null,"Конвектор внутрипольный Royal Thermo ATRIUM-150/200/2400-DG-U-DB","НС-1477401","RT-A-150/200/2400-DG-U-DB",3,5,9,13,18,21,23,150,200,2400,"DG","U","DB",{"$f":"IF((IFERROR(IF(VLOOKUP(AK634,X:Y,2,0)=TRUE,1,0),0)+IFERROR(IF(VLOOKUP(AL634,X:Y,2,0)=TRUE,1,0),0)+IFERROR(IF(VLOOKUP(AN634,X:Y,2,0)=TRUE,1,0),0)+IFERROR(IF(VLOOKUP(AO634,X:Y,2,0)=TRUE,1,0),0)+IFERROR(IF(VLOOKUP(AP634,X:Y,2,0)=TRUE,1,0),0)+IF(AND(AM634>=Калькулятор!$C$14,AM634<=Калькулятор!$E$14),1,0)+IF(OR(AND(AS634>=Калькулятор!$C$11,AS634<=IF(ISBLANK(Калькулятор!$E$11),100000,Калькулятор!$E$11)),Калькулятор!$C$11&Калькулятор!$E$11=\"\"),1,0))=7,1,0)","v":0},{"$f":"SUM(AQ$2:AQ634)","v":240},{"$f":"IF(Калькулятор!$F$8<>70,ROUND(INDEX($C$6:$V$17,MATCH(AM634,$B$6:$B$17,0),MATCH(AK634&AL634,$C$2:$V$2,0))*(Калькулятор!$F$8/70)^справочно!$Y$2,0),ROUND(INDEX($C$6:$V$17,MATCH(AM634,$B$6:$B$17,0),MATCH(AK634&AL634,$C$2:$V$2,0)),0))","v":1573},"ЗО",{"$f":"3.6*AV634/(4.19*(Калькулятор!$C$8-Калькулятор!$D$8))","v":135.15035799522673},{"$f":"IF(Калькулятор!$F$8<>70,INDEX($C$6:$V$17,MATCH(AM634,$B$6:$B$17,0),MATCH(AK634&AL634,$C$2:$V$2,0))*(Калькулятор!$F$8/70)^справочно!$Y$2,INDEX($C$6:$V$17,MATCH(AM634,$B$6:$B$17,0),MATCH(AK634&AL634,$C$2:$V$2,0)))","v":1573.0000000000002}]
[null,null,null,null,null,null,null,null,null,null,null,null,null,null,null,null,null,null,null,null,null,null,null,null,null,null,"Конвектор внутрипольный Royal Thermo ATRIUM-150/200/2600-DG-U-DB","НС-1477404","RT-A-150/200/2600-DG-U-DB",3,5,9,13,18,21,23,150,200,2600,"DG","U","DB",{"$f":"IF((IFERROR(IF(VLOOKUP(AK635,X:Y,2,0)=TRUE,1,0),0)+IFERROR(IF(VLOOKUP(AL635,X:Y,2,0)=TRUE,1,0),0)+IFERROR(IF(VLOOKUP(AN635,X:Y,2,0)=TRUE,1,0),0)+IFERROR(IF(VLOOKUP(AO635,X:Y,2,0)=TRUE,1,0),0)+IFERROR(IF(VLOOKUP(AP635,X:Y,2,0)=TRUE,1,0),0)+IF(AND(AM635>=Калькулятор!$C$14,AM635<=Калькулятор!$E$14),1,0)+IF(OR(AND(AS635>=Калькулятор!$C$11,AS635<=IF(ISBLANK(Калькулятор!$E$11),100000,Калькулятор!$E$11)),Калькулятор!$C$11&Калькулятор!$E$11=\"\"),1,0))=7,1,0)","v":0},{"$f":"SUM(AQ$2:AQ635)","v":240},{"$f":"IF(Калькулятор!$F$8<>70,ROUND(INDEX($C$6:$V$17,MATCH(AM635,$B$6:$B$17,0),MATCH(AK635&AL635,$C$2:$V$2,0))*(Калькулятор!$F$8/70)^справочно!$Y$2,0),ROUND(INDEX($C$6:$V$17,MATCH(AM635,$B$6:$B$17,0),MATCH(AK635&AL635,$C$2:$V$2,0)),0))","v":1720},"ЗО",{"$f":"3.6*AV635/(4.19*(Калькулятор!$C$8-Калькулятор!$D$8))","v":147.81479713603818},{"$f":"IF(Калькулятор!$F$8<>70,INDEX($C$6:$V$17,MATCH(AM635,$B$6:$B$17,0),MATCH(AK635&AL635,$C$2:$V$2,0))*(Калькулятор!$F$8/70)^справочно!$Y$2,INDEX($C$6:$V$17,MATCH(AM635,$B$6:$B$17,0),MATCH(AK635&AL635,$C$2:$V$2,0)))","v":1720.4}]
[null,null,null,null,null,null,null,null,null,null,null,null,null,null,null,null,null,null,null,null,null,null,null,null,null,null,"Конвектор внутрипольный Royal Thermo ATRIUM-150/200/2800-DG-U-DB","НС-1477407","RT-A-150/200/2800-DG-U-DB",3,5,9,13,18,21,23,150,200,2800,"DG","U","DB",{"$f":"IF((IFERROR(IF(VLOOKUP(AK636,X:Y,2,0)=TRUE,1,0),0)+IFERROR(IF(VLOOKUP(AL636,X:Y,2,0)=TRUE,1,0),0)+IFERROR(IF(VLOOKUP(AN636,X:Y,2,0)=TRUE,1,0),0)+IFERROR(IF(VLOOKUP(AO636,X:Y,2,0)=TRUE,1,0),0)+IFERROR(IF(VLOOKUP(AP636,X:Y,2,0)=TRUE,1,0),0)+IF(AND(AM636>=Калькулятор!$C$14,AM636<=Калькулятор!$E$14),1,0)+IF(OR(AND(AS636>=Калькулятор!$C$11,AS636<=IF(ISBLANK(Калькулятор!$E$11),100000,Калькулятор!$E$11)),Калькулятор!$C$11&Калькулятор!$E$11=\"\"),1,0))=7,1,0)","v":0},{"$f":"SUM(AQ$2:AQ636)","v":240},{"$f":"IF(Калькулятор!$F$8<>70,ROUND(INDEX($C$6:$V$17,MATCH(AM636,$B$6:$B$17,0),MATCH(AK636&AL636,$C$2:$V$2,0))*(Калькулятор!$F$8/70)^справочно!$Y$2,0),ROUND(INDEX($C$6:$V$17,MATCH(AM636,$B$6:$B$17,0),MATCH(AK636&AL636,$C$2:$V$2,0)),0))","v":1869},"ЗО",{"$f":"3.6*AV636/(4.19*(Калькулятор!$C$8-Калькулятор!$D$8))","v":160.57374701670645},{"$f":"IF(Калькулятор!$F$8<>70,INDEX($C$6:$V$17,MATCH(AM636,$B$6:$B$17,0),MATCH(AK636&AL636,$C$2:$V$2,0))*(Калькулятор!$F$8/70)^справочно!$Y$2,INDEX($C$6:$V$17,MATCH(AM636,$B$6:$B$17,0),MATCH(AK636&AL636,$C$2:$V$2,0)))","v":1868.9}]
[null,null,null,null,null,null,null,null,null,null,null,null,null,null,null,null,null,null,null,null,null,null,null,null,null,null,"Конвектор внутрипольный Royal Thermo ATRIUM-150/200/3000-DG-U-DB","НС-1477410","RT-A-150/200/3000-DG-U-DB",3,5,9,13,18,21,23,150,200,3000,"DG","U","DB",{"$f":"IF((IFERROR(IF(VLOOKUP(AK637,X:Y,2,0)=TRUE,1,0),0)+IFERROR(IF(VLOOKUP(AL637,X:Y,2,0)=TRUE,1,0),0)+IFERROR(IF(VLOOKUP(AN637,X:Y,2,0)=TRUE,1,0),0)+IFERROR(IF(VLOOKUP(AO637,X:Y,2,0)=TRUE,1,0),0)+IFERROR(IF(VLOOKUP(AP637,X:Y,2,0)=TRUE,1,0),0)+IF(AND(AM637>=Калькулятор!$C$14,AM637<=Калькулятор!$E$14),1,0)+IF(OR(AND(AS637>=Калькулятор!$C$11,AS637<=IF(ISBLANK(Калькулятор!$E$11),100000,Калькулятор!$E$11)),Калькулятор!$C$11&Калькулятор!$E$11=\"\"),1,0))=7,1,0)","v":0},{"$f":"SUM(AQ$2:AQ637)","v":240},{"$f":"IF(Калькулятор!$F$8<>70,ROUND(INDEX($C$6:$V$17,MATCH(AM637,$B$6:$B$17,0),MATCH(AK637&AL637,$C$2:$V$2,0))*(Калькулятор!$F$8/70)^справочно!$Y$2,0),ROUND(INDEX($C$6:$V$17,MATCH(AM637,$B$6:$B$17,0),MATCH(AK637&AL637,$C$2:$V$2,0)),0))","v":2016},"ЗО",{"$f":"3.6*AV637/(4.19*(Калькулятор!$C$8-Калькулятор!$D$8))","v":173.2381861575179},{"$f":"IF(Калькулятор!$F$8<>70,INDEX($C$6:$V$17,MATCH(AM637,$B$6:$B$17,0),MATCH(AK637&AL637,$C$2:$V$2,0))*(Калькулятор!$F$8/70)^справочно!$Y$2,INDEX($C$6:$V$17,MATCH(AM637,$B$6:$B$17,0),MATCH(AK637&AL637,$C$2:$V$2,0)))","v":2016.3000000000002}]
[null,null,null,null,null,null,null,null,null,null,null,null,null,null,null,null,null,null,null,null,null,null,null,null,null,null,"Конвектор внутрипольный Royal Thermo ATRIUM-150/250/800-DG-U-DB","НС-1477450","RT-A-150/250/800-DG-U-DB",3,5,9,13,17,20,22,150,250,800,"DG","U","DB",{"$f":"IF((IFERROR(IF(VLOOKUP(AK638,X:Y,2,0)=TRUE,1,0),0)+IFERROR(IF(VLOOKUP(AL638,X:Y,2,0)=TRUE,1,0),0)+IFERROR(IF(VLOOKUP(AN638,X:Y,2,0)=TRUE,1,0),0)+IFERROR(IF(VLOOKUP(AO638,X:Y,2,0)=TRUE,1,0),0)+IFERROR(IF(VLOOKUP(AP638,X:Y,2,0)=TRUE,1,0),0)+IF(AND(AM638>=Калькулятор!$C$14,AM638<=Калькулятор!$E$14),1,0)+IF(OR(AND(AS638>=Калькулятор!$C$11,AS638<=IF(ISBLANK(Калькулятор!$E$11),100000,Калькулятор!$E$11)),Калькулятор!$C$11&Калькулятор!$E$11=\"\"),1,0))=7,1,0)","v":0},{"$f":"SUM(AQ$2:AQ638)","v":240},{"$f":"IF(Калькулятор!$F$8<>70,ROUND(INDEX($C$6:$V$17,MATCH(AM638,$B$6:$B$17,0),MATCH(AK638&AL638,$C$2:$V$2,0))*(Калькулятор!$F$8/70)^справочно!$Y$2,0),ROUND(INDEX($C$6:$V$17,MATCH(AM638,$B$6:$B$17,0),MATCH(AK638&AL638,$C$2:$V$2,0)),0))","v":503},"ЗО",{"$f":"3.6*AV638/(4.19*(Калькулятор!$C$8-Калькулятор!$D$8))","v":43.19140811455847},{"$f":"IF(Калькулятор!$F$8<>70,INDEX($C$6:$V$17,MATCH(AM638,$B$6:$B$17,0),MATCH(AK638&AL638,$C$2:$V$2,0))*(Калькулятор!$F$8/70)^справочно!$Y$2,INDEX($C$6:$V$17,MATCH(AM638,$B$6:$B$17,0),MATCH(AK638&AL638,$C$2:$V$2,0)))","v":502.70000000000005}]
[null,null,null,null,null,null,null,null,null,null,null,null,null,null,null,null,null,null,null,null,null,null,null,null,null,null,"Конвектор внутрипольный Royal Thermo ATRIUM-150/250/1000-DG-U-DB","НС-1477419","RT-A-150/250/1000-DG-U-DB",3,5,9,13,18,21,23,150,250,1000,"DG","U","DB",{"$f":"IF((IFERROR(IF(VLOOKUP(AK639,X:Y,2,0)=TRUE,1,0),0)+IFERROR(IF(VLOOKUP(AL639,X:Y,2,0)=TRUE,1,0),0)+IFERROR(IF(VLOOKUP(AN639,X:Y,2,0)=TRUE,1,0),0)+IFERROR(IF(VLOOKUP(AO639,X:Y,2,0)=TRUE,1,0),0)+IFERROR(IF(VLOOKUP(AP639,X:Y,2,0)=TRUE,1,0),0)+IF(AND(AM639>=Калькулятор!$C$14,AM639<=Калькулятор!$E$14),1,0)+IF(OR(AND(AS639>=Калькулятор!$C$11,AS639<=IF(ISBLANK(Калькулятор!$E$11),100000,Калькулятор!$E$11)),Калькулятор!$C$11&Калькулятор!$E$11=\"\"),1,0))=7,1,0)","v":0},{"$f":"SUM(AQ$2:AQ639)","v":240},{"$f":"IF(Калькулятор!$F$8<>70,ROUND(INDEX($C$6:$V$17,MATCH(AM639,$B$6:$B$17,0),MATCH(AK639&AL639,$C$2:$V$2,0))*(Калькулятор!$F$8/70)^справочно!$Y$2,0),ROUND(INDEX($C$6:$V$17,MATCH(AM639,$B$6:$B$17,0),MATCH(AK639&AL639,$C$2:$V$2,0)),0))","v":671},"ЗО",{"$f":"3.6*AV639/(4.19*(Калькулятор!$C$8-Калькулятор!$D$8))","v":57.651551312649154},{"$f":"IF(Калькулятор!$F$8<>70,INDEX($C$6:$V$17,MATCH(AM639,$B$6:$B$17,0),MATCH(AK639&AL639,$C$2:$V$2,0))*(Калькулятор!$F$8/70)^справочно!$Y$2,INDEX($C$6:$V$17,MATCH(AM639,$B$6:$B$17,0),MATCH(AK639&AL639,$C$2:$V$2,0)))","v":671}]
[null,null,null,null,null,null,null,null,null,null,null,null,null,null,null,null,null,null,null,null,null,null,null,null,null,null,"Конвектор внутрипольный Royal Thermo ATRIUM-150/250/1200-DG-U-DB","НС-1477422","RT-A-150/250/1200-DG-U-DB",3,5,9,13,18,21,23,150,250,1200,"DG","U","DB",{"$f":"IF((IFERROR(IF(VLOOKUP(AK640,X:Y,2,0)=TRUE,1,0),0)+IFERROR(IF(VLOOKUP(AL640,X:Y,2,0)=TRUE,1,0),0)+IFERROR(IF(VLOOKUP(AN640,X:Y,2,0)=TRUE,1,0),0)+IFERROR(IF(VLOOKUP(AO640,X:Y,2,0)=TRUE,1,0),0)+IFERROR(IF(VLOOKUP(AP640,X:Y,2,0)=TRUE,1,0),0)+IF(AND(AM640>=Калькулятор!$C$14,AM640<=Калькулятор!$E$14),1,0)+IF(OR(AND(AS640>=Калькулятор!$C$11,AS640<=IF(ISBLANK(Калькулятор!$E$11),100000,Калькулятор!$E$11)),Калькулятор!$C$11&Калькулятор!$E$11=\"\"),1,0))=7,1,0)","v":0},{"$f":"SUM(AQ$2:AQ640)","v":240},{"$f":"IF(Калькулятор!$F$8<>70,ROUND(INDEX($C$6:$V$17,MATCH(AM640,$B$6:$B$17,0),MATCH(AK640&AL640,$C$2:$V$2,0))*(Калькулятор!$F$8/70)^справочно!$Y$2,0),ROUND(INDEX($C$6:$V$17,MATCH(AM640,$B$6:$B$17,0),MATCH(AK640&AL640,$C$2:$V$2,0)),0))","v":839},"ЗО",{"$f":"3.6*AV640/(4.19*(Калькулятор!$C$8-Калькулятор!$D$8))","v":72.111694510739852},{"$f":"IF(Калькулятор!$F$8<>70,INDEX($C$6:$V$17,MATCH(AM640,$B$6:$B$17,0),MATCH(AK640&AL640,$C$2:$V$2,0))*(Калькулятор!$F$8/70)^справочно!$Y$2,INDEX($C$6:$V$17,MATCH(AM640,$B$6:$B$17,0),MATCH(AK640&AL640,$C$2:$V$2,0)))","v":839.30000000000007}]
[null,null,null,null,null,null,null,null,null,null,null,null,null,null,null,null,null,null,null,null,null,null,null,null,null,null,"Конвектор внутрипольный Royal Thermo ATRIUM-150/250/1400-DG-U-DB","НС-1477425","RT-A-150/250/1400-DG-U-DB",3,5,9,13,18,21,23,150,250,1400,"DG","U","DB",{"$f":"IF((IFERROR(IF(VLOOKUP(AK641,X:Y,2,0)=TRUE,1,0),0)+IFERROR(IF(VLOOKUP(AL641,X:Y,2,0)=TRUE,1,0),0)+IFERROR(IF(VLOOKUP(AN641,X:Y,2,0)=TRUE,1,0),0)+IFERROR(IF(VLOOKUP(AO641,X:Y,2,0)=TRUE,1,0),0)+IFERROR(IF(VLOOKUP(AP641,X:Y,2,0)=TRUE,1,0),0)+IF(AND(AM641>=Калькулятор!$C$14,AM641<=Калькулятор!$E$14),1,0)+IF(OR(AND(AS641>=Калькулятор!$C$11,AS641<=IF(ISBLANK(Калькулятор!$E$11),100000,Калькулятор!$E$11)),Калькулятор!$C$11&Калькулятор!$E$11=\"\"),1,0))=7,1,0)","v":0},{"$f":"SUM(AQ$2:AQ641)","v":240},{"$f":"IF(Калькулятор!$F$8<>70,ROUND(INDEX($C$6:$V$17,MATCH(AM641,$B$6:$B$17,0),MATCH(AK641&AL641,$C$2:$V$2,0))*(Калькулятор!$F$8/70)^справочно!$Y$2,0),ROUND(INDEX($C$6:$V$17,MATCH(AM641,$B$6:$B$17,0),MATCH(AK641&AL641,$C$2:$V$2,0)),0))","v":1008},"ЗО",{"$f":"3.6*AV641/(4.19*(Калькулятор!$C$8-Калькулятор!$D$8))","v":86.571837708830557},{"$f":"IF(Калькулятор!$F$8<>70,INDEX($C$6:$V$17,MATCH(AM641,$B$6:$B$17,0),MATCH(AK641&AL641,$C$2:$V$2,0))*(Калькулятор!$F$8/70)^справочно!$Y$2,INDEX($C$6:$V$17,MATCH(AM641,$B$6:$B$17,0),MATCH(AK641&AL641,$C$2:$V$2,0)))","v":1007.6000000000001}]
[null,null,null,null,null,null,null,null,null,null,null,null,null,null,null,null,null,null,null,null,null,null,null,null,null,null,"Конвектор внутрипольный Royal Thermo ATRIUM-150/250/1600-DG-U-DB","НС-1477428","RT-A-150/250/1600-DG-U-DB",{"$f":"SEARCH(\"-\",AC642)","v":3},{"$f":"SEARCH(\"-\",AC642,AD642+1)","v":5},{"$f":"SEARCH(\"/\",AC642)","v":9},{"$f":"SEARCH(\"/\",AC642,AF642+1)","v":13},{"$f":"SEARCH(\"-\",AC642,AE642+1)","v":18},{"$f":"SEARCH(\"-\",AC642,AH642+1)","v":21},{"$f":"SEARCH(\"-\",AC642,AI642+1)","v":23},{"$f":"MID($AC642,AE642+1,AF642-AE642-1)*1","v":150},{"$f":"MID($AC642,AF642+1,AG642-AF642-1)*1","v":250},{"$f":"MID($AC642,AG642+1,AH642-AG642-1)*1","v":1600},{"$f":"MID($AC642,AH642+1,AI642-AH642-1)","v":"DG"},{"$f":"MID($AC642,AI642+1,AJ642-AI642-1)","v":"U"},{"$f":"MID($AC642,AI642+3,LEN(AC642)-AI642-1)","v":"DB"},{"$f":"IF((IFERROR(IF(VLOOKUP(AK642,X:Y,2,0)=TRUE,1,0),0)+IFERROR(IF(VLOOKUP(AL642,X:Y,2,0)=TRUE,1,0),0)+IFERROR(IF(VLOOKUP(AN642,X:Y,2,0)=TRUE,1,0),0)+IFERROR(IF(VLOOKUP(AO642,X:Y,2,0)=TRUE,1,0),0)+IFERROR(IF(VLOOKUP(AP642,X:Y,2,0)=TRUE,1,0),0)+IF(AND(AM642>=Калькулятор!$C$14,AM642<=Калькулятор!$E$14),1,0)+IF(OR(AND(AS642>=Калькулятор!$C$11,AS642<=IF(ISBLANK(Калькулятор!$E$11),100000,Калькулятор!$E$11)),Калькулятор!$C$11&Калькулятор!$E$11=\"\"),1,0))=7,1,0)","v":0},{"$f":"SUM(AQ$2:AQ642)","v":240},{"$f":"IF(Калькулятор!$F$8<>70,ROUND(INDEX($C$6:$V$17,MATCH(AM642,$B$6:$B$17,0),MATCH(AK642&AL642,$C$2:$V$2,0))*(Калькулятор!$F$8/70)^справочно!$Y$2,0),ROUND(INDEX($C$6:$V$17,MATCH(AM642,$B$6:$B$17,0),MATCH(AK642&AL642,$C$2:$V$2,0)),0))","v":1176},"ЗО",{"$f":"3.6*AV642/(4.19*(Калькулятор!$C$8-Калькулятор!$D$8))","v":101.03198090692125},{"$f":"IF(Калькулятор!$F$8<>70,INDEX($C$6:$V$17,MATCH(AM642,$B$6:$B$17,0),MATCH(AK642&AL642,$C$2:$V$2,0))*(Калькулятор!$F$8/70)^справочно!$Y$2,INDEX($C$6:$V$17,MATCH(AM642,$B$6:$B$17,0),MATCH(AK642&AL642,$C$2:$V$2,0)))","v":1175.9000000000001}]
[null,null,null,null,null,null,null,null,null,null,null,null,null,null,null,null,null,null,null,null,null,null,null,null,null,null,"Конвектор внутрипольный Royal Thermo ATRIUM-150/250/1800-DG-U-DB","НС-1477431","RT-A-150/250/1800-DG-U-DB",3,5,9,13,18,21,23,150,250,1800,"DG","U","DB",{"$f":"IF((IFERROR(IF(VLOOKUP(AK643,X:Y,2,0)=TRUE,1,0),0)+IFERROR(IF(VLOOKUP(AL643,X:Y,2,0)=TRUE,1,0),0)+IFERROR(IF(VLOOKUP(AN643,X:Y,2,0)=TRUE,1,0),0)+IFERROR(IF(VLOOKUP(AO643,X:Y,2,0)=TRUE,1,0),0)+IFERROR(IF(VLOOKUP(AP643,X:Y,2,0)=TRUE,1,0),0)+IF(AND(AM643>=Калькулятор!$C$14,AM643<=Калькулятор!$E$14),1,0)+IF(OR(AND(AS643>=Калькулятор!$C$11,AS643<=IF(ISBLANK(Калькулятор!$E$11),100000,Калькулятор!$E$11)),Калькулятор!$C$11&Калькулятор!$E$11=\"\"),1,0))=7,1,0)","v":0},{"$f":"SUM(AQ$2:AQ643)","v":240},{"$f":"IF(Калькулятор!$F$8<>70,ROUND(INDEX($C$6:$V$17,MATCH(AM643,$B$6:$B$17,0),MATCH(AK643&AL643,$C$2:$V$2,0))*(Калькулятор!$F$8/70)^справочно!$Y$2,0),ROUND(INDEX($C$6:$V$17,MATCH(AM643,$B$6:$B$17,0),MATCH(AK643&AL643,$C$2:$V$2,0)),0))","v":1343},"ЗО",{"$f":"3.6*AV643/(4.19*(Калькулятор!$C$8-Калькулятор!$D$8))","v":115.39761336515514},{"$f":"IF(Калькулятор!$F$8<>70,INDEX($C$6:$V$17,MATCH(AM643,$B$6:$B$17,0),MATCH(AK643&AL643,$C$2:$V$2,0))*(Калькулятор!$F$8/70)^справочно!$Y$2,INDEX($C$6:$V$17,MATCH(AM643,$B$6:$B$17,0),MATCH(AK643&AL643,$C$2:$V$2,0)))","v":1343.1000000000001}]
[null,null,null,null,null,null,null,null,null,null,null,null,null,null,null,null,null,null,null,null,null,null,null,null,null,null,"Конвектор внутрипольный Royal Thermo ATRIUM-150/250/2000-DG-U-DB","НС-1493914","RT-A-150/250/2000-DG-U-DB",3,5,9,13,18,21,23,150,250,2000,"DG","U","DB",{"$f":"IF((IFERROR(IF(VLOOKUP(AK644,X:Y,2,0)=TRUE,1,0),0)+IFERROR(IF(VLOOKUP(AL644,X:Y,2,0)=TRUE,1,0),0)+IFERROR(IF(VLOOKUP(AN644,X:Y,2,0)=TRUE,1,0),0)+IFERROR(IF(VLOOKUP(AO644,X:Y,2,0)=TRUE,1,0),0)+IFERROR(IF(VLOOKUP(AP644,X:Y,2,0)=TRUE,1,0),0)+IF(AND(AM644>=Калькулятор!$C$14,AM644<=Калькулятор!$E$14),1,0)+IF(OR(AND(AS644>=Калькулятор!$C$11,AS644<=IF(ISBLANK(Калькулятор!$E$11),100000,Калькулятор!$E$11)),Калькулятор!$C$11&Калькулятор!$E$11=\"\"),1,0))=7,1,0)","v":0},{"$f":"SUM(AQ$2:AQ644)","v":240},{"$f":"IF(Калькулятор!$F$8<>70,ROUND(INDEX($C$6:$V$17,MATCH(AM644,$B$6:$B$17,0),MATCH(AK644&AL644,$C$2:$V$2,0))*(Калькулятор!$F$8/70)^справочно!$Y$2,0),ROUND(INDEX($C$6:$V$17,MATCH(AM644,$B$6:$B$17,0),MATCH(AK644&AL644,$C$2:$V$2,0)),0))","v":1513},"ЗО",{"$f":"3.6*AV644/(4.19*(Калькулятор!$C$8-Калькулятор!$D$8))","v":129.95226730310262},{"$f":"IF(Калькулятор!$F$8<>70,INDEX($C$6:$V$17,MATCH(AM644,$B$6:$B$17,0),MATCH(AK644&AL644,$C$2:$V$2,0))*(Калькулятор!$F$8/70)^справочно!$Y$2,INDEX($C$6:$V$17,MATCH(AM644,$B$6:$B$17,0),MATCH(AK644&AL644,$C$2:$V$2,0)))","v":1512.5000000000002}]
[null,null,null,null,null,null,null,null,null,null,null,null,null,null,null,null,null,null,null,null,null,null,null,null,null,null,"Конвектор внутрипольный Royal Thermo ATRIUM-150/250/2200-DG-U-DB","НС-1477436","RT-A-150/250/2200-DG-U-DB",3,5,9,13,18,21,23,150,250,2200,"DG","U","DB",{"$f":"IF((IFERROR(IF(VLOOKUP(AK645,X:Y,2,0)=TRUE,1,0),0)+IFERROR(IF(VLOOKUP(AL645,X:Y,2,0)=TRUE,1,0),0)+IFERROR(IF(VLOOKUP(AN645,X:Y,2,0)=TRUE,1,0),0)+IFERROR(IF(VLOOKUP(AO645,X:Y,2,0)=TRUE,1,0),0)+IFERROR(IF(VLOOKUP(AP645,X:Y,2,0)=TRUE,1,0),0)+IF(AND(AM645>=Калькулятор!$C$14,AM645<=Калькулятор!$E$14),1,0)+IF(OR(AND(AS645>=Калькулятор!$C$11,AS645<=IF(ISBLANK(Калькулятор!$E$11),100000,Калькулятор!$E$11)),Калькулятор!$C$11&Калькулятор!$E$11=\"\"),1,0))=7,1,0)","v":0},{"$f":"SUM(AQ$2:AQ645)","v":240},{"$f":"IF(Калькулятор!$F$8<>70,ROUND(INDEX($C$6:$V$17,MATCH(AM645,$B$6:$B$17,0),MATCH(AK645&AL645,$C$2:$V$2,0))*(Калькулятор!$F$8/70)^справочно!$Y$2,0),ROUND(INDEX($C$6:$V$17,MATCH(AM645,$B$6:$B$17,0),MATCH(AK645&AL645,$C$2:$V$2,0)),0))","v":1680},"ЗО",{"$f":"3.6*AV645/(4.19*(Калькулятор!$C$8-Калькулятор!$D$8))","v":144.31789976133649},{"$f":"IF(Калькулятор!$F$8<>70,INDEX($C$6:$V$17,MATCH(AM645,$B$6:$B$17,0),MATCH(AK645&AL645,$C$2:$V$2,0))*(Калькулятор!$F$8/70)^справочно!$Y$2,INDEX($C$6:$V$17,MATCH(AM645,$B$6:$B$17,0),MATCH(AK645&AL645,$C$2:$V$2,0)))","v":1679.7}]
[null,null,null,null,null,null,null,null,null,null,null,null,null,null,null,null,null,null,null,null,null,null,null,null,null,null,"Конвектор внутрипольный Royal Thermo ATRIUM-150/250/2400-DG-U-DB","НС-1477439","RT-A-150/250/2400-DG-U-DB",3,5,9,13,18,21,23,150,250,2400,"DG","U","DB",{"$f":"IF((IFERROR(IF(VLOOKUP(AK646,X:Y,2,0)=TRUE,1,0),0)+IFERROR(IF(VLOOKUP(AL646,X:Y,2,0)=TRUE,1,0),0)+IFERROR(IF(VLOOKUP(AN646,X:Y,2,0)=TRUE,1,0),0)+IFERROR(IF(VLOOKUP(AO646,X:Y,2,0)=TRUE,1,0),0)+IFERROR(IF(VLOOKUP(AP646,X:Y,2,0)=TRUE,1,0),0)+IF(AND(AM646>=Калькулятор!$C$14,AM646<=Калькулятор!$E$14),1,0)+IF(OR(AND(AS646>=Калькулятор!$C$11,AS646<=IF(ISBLANK(Калькулятор!$E$11),100000,Калькулятор!$E$11)),Калькулятор!$C$11&Калькулятор!$E$11=\"\"),1,0))=7,1,0)","v":0},{"$f":"SUM(AQ$2:AQ646)","v":240},{"$f":"IF(Калькулятор!$F$8<>70,ROUND(INDEX($C$6:$V$17,MATCH(AM646,$B$6:$B$17,0),MATCH(AK646&AL646,$C$2:$V$2,0))*(Калькулятор!$F$8/70)^справочно!$Y$2,0),ROUND(INDEX($C$6:$V$17,MATCH(AM646,$B$6:$B$17,0),MATCH(AK646&AL646,$C$2:$V$2,0)),0))","v":1887},"ЗО",{"$f":"3.6*AV646/(4.19*(Калькулятор!$C$8-Калькулятор!$D$8))","v":162.08591885441527},{"$f":"IF(Калькулятор!$F$8<>70,INDEX($C$6:$V$17,MATCH(AM646,$B$6:$B$17,0),MATCH(AK646&AL646,$C$2:$V$2,0))*(Калькулятор!$F$8/70)^справочно!$Y$2,INDEX($C$6:$V$17,MATCH(AM646,$B$6:$B$17,0),MATCH(AK646&AL646,$C$2:$V$2,0)))","v":1886.5000000000002}]
[null,null,null,null,null,null,null,null,null,null,null,null,null,null,null,null,null,null,null,null,null,null,null,null,null,null,"Конвектор внутрипольный Royal Thermo ATRIUM-150/250/2600-DG-U-DB","НС-1493916","RT-A-150/250/2600-DG-U-DB",3,5,9,13,18,21,23,150,250,2600,"DG","U","DB",{"$f":"IF((IFERROR(IF(VLOOKUP(AK647,X:Y,2,0)=TRUE,1,0),0)+IFERROR(IF(VLOOKUP(AL647,X:Y,2,0)=TRUE,1,0),0)+IFERROR(IF(VLOOKUP(AN647,X:Y,2,0)=TRUE,1,0),0)+IFERROR(IF(VLOOKUP(AO647,X:Y,2,0)=TRUE,1,0),0)+IFERROR(IF(VLOOKUP(AP647,X:Y,2,0)=TRUE,1,0),0)+IF(AND(AM647>=Калькулятор!$C$14,AM647<=Калькулятор!$E$14),1,0)+IF(OR(AND(AS647>=Калькулятор!$C$11,AS647<=IF(ISBLANK(Калькулятор!$E$11),100000,Калькулятор!$E$11)),Калькулятор!$C$11&Калькулятор!$E$11=\"\"),1,0))=7,1,0)","v":0},{"$f":"SUM(AQ$2:AQ647)","v":240},{"$f":"IF(Калькулятор!$F$8<>70,ROUND(INDEX($C$6:$V$17,MATCH(AM647,$B$6:$B$17,0),MATCH(AK647&AL647,$C$2:$V$2,0))*(Калькулятор!$F$8/70)^справочно!$Y$2,0),ROUND(INDEX($C$6:$V$17,MATCH(AM647,$B$6:$B$17,0),MATCH(AK647&AL647,$C$2:$V$2,0)),0))","v":2054},"ЗО",{"$f":"3.6*AV647/(4.19*(Калькулятор!$C$8-Калькулятор!$D$8))","v":176.45155131264917},{"$f":"IF(Калькулятор!$F$8<>70,INDEX($C$6:$V$17,MATCH(AM647,$B$6:$B$17,0),MATCH(AK647&AL647,$C$2:$V$2,0))*(Калькулятор!$F$8/70)^справочно!$Y$2,INDEX($C$6:$V$17,MATCH(AM647,$B$6:$B$17,0),MATCH(AK647&AL647,$C$2:$V$2,0)))","v":2053.7000000000003}]
[null,null,null,null,null,null,null,null,null,null,null,null,null,null,null,null,null,null,null,null,null,null,null,null,null,null,"Конвектор внутрипольный Royal Thermo ATRIUM-150/250/2800-DG-U-DB","НС-1477444","RT-A-150/250/2800-DG-U-DB",3,5,9,13,18,21,23,150,250,2800,"DG","U","DB",{"$f":"IF((IFERROR(IF(VLOOKUP(AK648,X:Y,2,0)=TRUE,1,0),0)+IFERROR(IF(VLOOKUP(AL648,X:Y,2,0)=TRUE,1,0),0)+IFERROR(IF(VLOOKUP(AN648,X:Y,2,0)=TRUE,1,0),0)+IFERROR(IF(VLOOKUP(AO648,X:Y,2,0)=TRUE,1,0),0)+IFERROR(IF(VLOOKUP(AP648,X:Y,2,0)=TRUE,1,0),0)+IF(AND(AM648>=Калькулятор!$C$14,AM648<=Калькулятор!$E$14),1,0)+IF(OR(AND(AS648>=Калькулятор!$C$11,AS648<=IF(ISBLANK(Калькулятор!$E$11),100000,Калькулятор!$E$11)),Калькулятор!$C$11&Калькулятор!$E$11=\"\"),1,0))=7,1,0)","v":0},{"$f":"SUM(AQ$2:AQ648)","v":240},{"$f":"IF(Калькулятор!$F$8<>70,ROUND(INDEX($C$6:$V$17,MATCH(AM648,$B$6:$B$17,0),MATCH(AK648&AL648,$C$2:$V$2,0))*(Калькулятор!$F$8/70)^справочно!$Y$2,0),ROUND(INDEX($C$6:$V$17,MATCH(AM648,$B$6:$B$17,0),MATCH(AK648&AL648,$C$2:$V$2,0)),0))","v":2223},"ЗО",{"$f":"3.6*AV648/(4.19*(Калькулятор!$C$8-Калькулятор!$D$8))","v":191.00620525059668},{"$f":"IF(Калькулятор!$F$8<>70,INDEX($C$6:$V$17,MATCH(AM648,$B$6:$B$17,0),MATCH(AK648&AL648,$C$2:$V$2,0))*(Калькулятор!$F$8/70)^справочно!$Y$2,INDEX($C$6:$V$17,MATCH(AM648,$B$6:$B$17,0),MATCH(AK648&AL648,$C$2:$V$2,0)))","v":2223.1000000000004}]
[null,null,null,null,null,null,null,null,null,null,null,null,null,null,null,null,null,null,null,null,null,null,null,null,null,null,"Конвектор внутрипольный Royal Thermo ATRIUM-150/250/3000-DG-U-DB","НС-1477447","RT-A-150/250/3000-DG-U-DB",3,5,9,13,18,21,23,150,250,3000,"DG","U","DB",{"$f":"IF((IFERROR(IF(VLOOKUP(AK649,X:Y,2,0)=TRUE,1,0),0)+IFERROR(IF(VLOOKUP(AL649,X:Y,2,0)=TRUE,1,0),0)+IFERROR(IF(VLOOKUP(AN649,X:Y,2,0)=TRUE,1,0),0)+IFERROR(IF(VLOOKUP(AO649,X:Y,2,0)=TRUE,1,0),0)+IFERROR(IF(VLOOKUP(AP649,X:Y,2,0)=TRUE,1,0),0)+IF(AND(AM649>=Калькулятор!$C$14,AM649<=Калькулятор!$E$14),1,0)+IF(OR(AND(AS649>=Калькулятор!$C$11,AS649<=IF(ISBLANK(Калькулятор!$E$11),100000,Калькулятор!$E$11)),Калькулятор!$C$11&Калькулятор!$E$11=\"\"),1,0))=7,1,0)","v":0},{"$f":"SUM(AQ$2:AQ649)","v":240},{"$f":"IF(Калькулятор!$F$8<>70,ROUND(INDEX($C$6:$V$17,MATCH(AM649,$B$6:$B$17,0),MATCH(AK649&AL649,$C$2:$V$2,0))*(Калькулятор!$F$8/70)^справочно!$Y$2,0),ROUND(INDEX($C$6:$V$17,MATCH(AM649,$B$6:$B$17,0),MATCH(AK649&AL649,$C$2:$V$2,0)),0))","v":2391},"ЗО",{"$f":"3.6*AV649/(4.19*(Калькулятор!$C$8-Калькулятор!$D$8))","v":205.46634844868734},{"$f":"IF(Калькулятор!$F$8<>70,INDEX($C$6:$V$17,MATCH(AM649,$B$6:$B$17,0),MATCH(AK649&AL649,$C$2:$V$2,0))*(Калькулятор!$F$8/70)^справочно!$Y$2,INDEX($C$6:$V$17,MATCH(AM649,$B$6:$B$17,0),MATCH(AK649&AL649,$C$2:$V$2,0)))","v":2391.4}]
[null,null,null,null,null,null,null,null,null,null,null,null,null,null,null,null,null,null,null,null,null,null,null,null,null,null,"Конвектор внутрипольный Royal Thermo ATRIUM-150/300/800-DG-U-DB","НС-1477489","RT-A-150/300/800-DG-U-DB",3,5,9,13,17,20,22,150,300,800,"DG","U","DB",{"$f":"IF((IFERROR(IF(VLOOKUP(AK650,X:Y,2,0)=TRUE,1,0),0)+IFERROR(IF(VLOOKUP(AL650,X:Y,2,0)=TRUE,1,0),0)+IFERROR(IF(VLOOKUP(AN650,X:Y,2,0)=TRUE,1,0),0)+IFERROR(IF(VLOOKUP(AO650,X:Y,2,0)=TRUE,1,0),0)+IFERROR(IF(VLOOKUP(AP650,X:Y,2,0)=TRUE,1,0),0)+IF(AND(AM650>=Калькулятор!$C$14,AM650<=Калькулятор!$E$14),1,0)+IF(OR(AND(AS650>=Калькулятор!$C$11,AS650<=IF(ISBLANK(Калькулятор!$E$11),100000,Калькулятор!$E$11)),Калькулятор!$C$11&Калькулятор!$E$11=\"\"),1,0))=7,1,0)","v":0},{"$f":"SUM(AQ$2:AQ650)","v":240},{"$f":"IF(Калькулятор!$F$8<>70,ROUND(INDEX($C$6:$V$17,MATCH(AM650,$B$6:$B$17,0),MATCH(AK650&AL650,$C$2:$V$2,0))*(Калькулятор!$F$8/70)^справочно!$Y$2,0),ROUND(INDEX($C$6:$V$17,MATCH(AM650,$B$6:$B$17,0),MATCH(AK650&AL650,$C$2:$V$2,0)),0))","v":630},"ЗО",{"$f":"3.6*AV650/(4.19*(Калькулятор!$C$8-Калькулятор!$D$8))","v":54.154653937947494},{"$f":"IF(Калькулятор!$F$8<>70,INDEX($C$6:$V$17,MATCH(AM650,$B$6:$B$17,0),MATCH(AK650&AL650,$C$2:$V$2,0))*(Калькулятор!$F$8/70)^справочно!$Y$2,INDEX($C$6:$V$17,MATCH(AM650,$B$6:$B$17,0),MATCH(AK650&AL650,$C$2:$V$2,0)))","v":630.30000000000007}]
[null,null,null,null,null,null,null,null,null,null,null,null,null,null,null,null,null,null,null,null,null,null,null,null,null,null,"Конвектор внутрипольный Royal Thermo ATRIUM-150/300/1000-DG-U-DB","НС-1477456","RT-A-150/300/1000-DG-U-DB",3,5,9,13,18,21,23,150,300,1000,"DG","U","DB",{"$f":"IF((IFERROR(IF(VLOOKUP(AK651,X:Y,2,0)=TRUE,1,0),0)+IFERROR(IF(VLOOKUP(AL651,X:Y,2,0)=TRUE,1,0),0)+IFERROR(IF(VLOOKUP(AN651,X:Y,2,0)=TRUE,1,0),0)+IFERROR(IF(VLOOKUP(AO651,X:Y,2,0)=TRUE,1,0),0)+IFERROR(IF(VLOOKUP(AP651,X:Y,2,0)=TRUE,1,0),0)+IF(AND(AM651>=Калькулятор!$C$14,AM651<=Калькулятор!$E$14),1,0)+IF(OR(AND(AS651>=Калькулятор!$C$11,AS651<=IF(ISBLANK(Калькулятор!$E$11),100000,Калькулятор!$E$11)),Калькулятор!$C$11&Калькулятор!$E$11=\"\"),1,0))=7,1,0)","v":0},{"$f":"SUM(AQ$2:AQ651)","v":240},{"$f":"IF(Калькулятор!$F$8<>70,ROUND(INDEX($C$6:$V$17,MATCH(AM651,$B$6:$B$17,0),MATCH(AK651&AL651,$C$2:$V$2,0))*(Калькулятор!$F$8/70)^справочно!$Y$2,0),ROUND(INDEX($C$6:$V$17,MATCH(AM651,$B$6:$B$17,0),MATCH(AK651&AL651,$C$2:$V$2,0)),0))","v":812},"ЗО",{"$f":"3.6*AV651/(4.19*(Калькулятор!$C$8-Калькулятор!$D$8))","v":69.748926014319807},{"$f":"IF(Калькулятор!$F$8<>70,INDEX($C$6:$V$17,MATCH(AM651,$B$6:$B$17,0),MATCH(AK651&AL651,$C$2:$V$2,0))*(Калькулятор!$F$8/70)^справочно!$Y$2,INDEX($C$6:$V$17,MATCH(AM651,$B$6:$B$17,0),MATCH(AK651&AL651,$C$2:$V$2,0)))","v":811.80000000000007}]
[null,null,null,null,null,null,null,null,null,null,null,null,null,null,null,null,null,null,null,null,null,null,null,null,null,null,"Конвектор внутрипольный Royal Thermo ATRIUM-150/300/1200-DG-U-DB","НС-1477459","RT-A-150/300/1200-DG-U-DB",3,5,9,13,18,21,23,150,300,1200,"DG","U","DB",{"$f":"IF((IFERROR(IF(VLOOKUP(AK652,X:Y,2,0)=TRUE,1,0),0)+IFERROR(IF(VLOOKUP(AL652,X:Y,2,0)=TRUE,1,0),0)+IFERROR(IF(VLOOKUP(AN652,X:Y,2,0)=TRUE,1,0),0)+IFERROR(IF(VLOOKUP(AO652,X:Y,2,0)=TRUE,1,0),0)+IFERROR(IF(VLOOKUP(AP652,X:Y,2,0)=TRUE,1,0),0)+IF(AND(AM652>=Калькулятор!$C$14,AM652<=Калькулятор!$E$14),1,0)+IF(OR(AND(AS652>=Калькулятор!$C$11,AS652<=IF(ISBLANK(Калькулятор!$E$11),100000,Калькулятор!$E$11)),Калькулятор!$C$11&Калькулятор!$E$11=\"\"),1,0))=7,1,0)","v":0},{"$f":"SUM(AQ$2:AQ652)","v":240},{"$f":"IF(Калькулятор!$F$8<>70,ROUND(INDEX($C$6:$V$17,MATCH(AM652,$B$6:$B$17,0),MATCH(AK652&AL652,$C$2:$V$2,0))*(Калькулятор!$F$8/70)^справочно!$Y$2,0),ROUND(INDEX($C$6:$V$17,MATCH(AM652,$B$6:$B$17,0),MATCH(AK652&AL652,$C$2:$V$2,0)),0))","v":993},"ЗО",{"$f":"3.6*AV652/(4.19*(Калькулятор!$C$8-Калькулятор!$D$8))","v":85.343198090692113},{"$f":"IF(Калькулятор!$F$8<>70,INDEX($C$6:$V$17,MATCH(AM652,$B$6:$B$17,0),MATCH(AK652&AL652,$C$2:$V$2,0))*(Калькулятор!$F$8/70)^справочно!$Y$2,INDEX($C$6:$V$17,MATCH(AM652,$B$6:$B$17,0),MATCH(AK652&AL652,$C$2:$V$2,0)))","v":993.30000000000007}]
[null,null,null,null,null,null,null,null,null,null,null,null,null,null,null,null,null,null,null,null,null,null,null,null,null,null,"Конвектор внутрипольный Royal Thermo ATRIUM-150/300/1400-DG-U-DB","НС-1477462","RT-A-150/300/1400-DG-U-DB",3,5,9,13,18,21,23,150,300,1400,"DG","U","DB",{"$f":"IF((IFERROR(IF(VLOOKUP(AK653,X:Y,2,0)=TRUE,1,0),0)+IFERROR(IF(VLOOKUP(AL653,X:Y,2,0)=TRUE,1,0),0)+IFERROR(IF(VLOOKUP(AN653,X:Y,2,0)=TRUE,1,0),0)+IFERROR(IF(VLOOKUP(AO653,X:Y,2,0)=TRUE,1,0),0)+IFERROR(IF(VLOOKUP(AP653,X:Y,2,0)=TRUE,1,0),0)+IF(AND(AM653>=Калькулятор!$C$14,AM653<=Калькулятор!$E$14),1,0)+IF(OR(AND(AS653>=Калькулятор!$C$11,AS653<=IF(ISBLANK(Калькулятор!$E$11),100000,Калькулятор!$E$11)),Калькулятор!$C$11&Калькулятор!$E$11=\"\"),1,0))=7,1,0)","v":0},{"$f":"SUM(AQ$2:AQ653)","v":240},{"$f":"IF(Калькулятор!$F$8<>70,ROUND(INDEX($C$6:$V$17,MATCH(AM653,$B$6:$B$17,0),MATCH(AK653&AL653,$C$2:$V$2,0))*(Калькулятор!$F$8/70)^справочно!$Y$2,0),ROUND(INDEX($C$6:$V$17,MATCH(AM653,$B$6:$B$17,0),MATCH(AK653&AL653,$C$2:$V$2,0)),0))","v":1176},"ЗО",{"$f":"3.6*AV653/(4.19*(Калькулятор!$C$8-Калькулятор!$D$8))","v":101.03198090692125},{"$f":"IF(Калькулятор!$F$8<>70,INDEX($C$6:$V$17,MATCH(AM653,$B$6:$B$17,0),MATCH(AK653&AL653,$C$2:$V$2,0))*(Калькулятор!$F$8/70)^справочно!$Y$2,INDEX($C$6:$V$17,MATCH(AM653,$B$6:$B$17,0),MATCH(AK653&AL653,$C$2:$V$2,0)))","v":1175.9000000000001}]
[null,null,null,null,null,null,null,null,null,null,null,null,null,null,null,null,null,null,null,null,null,null,null,null,null,null,"Конвектор внутрипольный Royal Thermo ATRIUM-150/300/1600-DG-U-DB","НС-1477465","RT-A-150/300/1600-DG-U-DB",3,5,9,13,18,21,23,150,300,1600,"DG","U","DB",{"$f":"IF((IFERROR(IF(VLOOKUP(AK654,X:Y,2,0)=TRUE,1,0),0)+IFERROR(IF(VLOOKUP(AL654,X:Y,2,0)=TRUE,1,0),0)+IFERROR(IF(VLOOKUP(AN654,X:Y,2,0)=TRUE,1,0),0)+IFERROR(IF(VLOOKUP(AO654,X:Y,2,0)=TRUE,1,0),0)+IFERROR(IF(VLOOKUP(AP654,X:Y,2,0)=TRUE,1,0),0)+IF(AND(AM654>=Калькулятор!$C$14,AM654<=Калькулятор!$E$14),1,0)+IF(OR(AND(AS654>=Калькулятор!$C$11,AS654<=IF(ISBLANK(Калькулятор!$E$11),100000,Калькулятор!$E$11)),Калькулятор!$C$11&Калькулятор!$E$11=\"\"),1,0))=7,1,0)","v":0},{"$f":"SUM(AQ$2:AQ654)","v":240},{"$f":"IF(Калькулятор!$F$8<>70,ROUND(INDEX($C$6:$V$17,MATCH(AM654,$B$6:$B$17,0),MATCH(AK654&AL654,$C$2:$V$2,0))*(Калькулятор!$F$8/70)^справочно!$Y$2,0),ROUND(INDEX($C$6:$V$17,MATCH(AM654,$B$6:$B$17,0),MATCH(AK654&AL654,$C$2:$V$2,0)),0))","v":1356},"ЗО",{"$f":"3.6*AV654/(4.19*(Калькулятор!$C$8-Калькулятор!$D$8))","v":116.53174224343677},{"$f":"IF(Калькулятор!$F$8<>70,INDEX($C$6:$V$17,MATCH(AM654,$B$6:$B$17,0),MATCH(AK654&AL654,$C$2:$V$2,0))*(Калькулятор!$F$8/70)^справочно!$Y$2,INDEX($C$6:$V$17,MATCH(AM654,$B$6:$B$17,0),MATCH(AK654&AL654,$C$2:$V$2,0)))","v":1356.3000000000002}]
[null,null,null,null,null,null,null,null,null,null,null,null,null,null,null,null,null,null,null,null,null,null,null,null,null,null,"Конвектор внутрипольный Royal Thermo ATRIUM-150/300/1800-DG-U-DB","НС-1477468","RT-A-150/300/1800-DG-U-DB",3,5,9,13,18,21,23,150,300,1800,"DG","U","DB",{"$f":"IF((IFERROR(IF(VLOOKUP(AK655,X:Y,2,0)=TRUE,1,0),0)+IFERROR(IF(VLOOKUP(AL655,X:Y,2,0)=TRUE,1,0),0)+IFERROR(IF(VLOOKUP(AN655,X:Y,2,0)=TRUE,1,0),0)+IFERROR(IF(VLOOKUP(AO655,X:Y,2,0)=TRUE,1,0),0)+IFERROR(IF(VLOOKUP(AP655,X:Y,2,0)=TRUE,1,0),0)+IF(AND(AM655>=Калькулятор!$C$14,AM655<=Калькулятор!$E$14),1,0)+IF(OR(AND(AS655>=Калькулятор!$C$11,AS655<=IF(ISBLANK(Калькулятор!$E$11),100000,Калькулятор!$E$11)),Калькулятор!$C$11&Калькулятор!$E$11=\"\"),1,0))=7,1,0)","v":0},{"$f":"SUM(AQ$2:AQ655)","v":240},{"$f":"IF(Калькулятор!$F$8<>70,ROUND(INDEX($C$6:$V$17,MATCH(AM655,$B$6:$B$17,0),MATCH(AK655&AL655,$C$2:$V$2,0))*(Калькулятор!$F$8/70)^справочно!$Y$2,0),ROUND(INDEX($C$6:$V$17,MATCH(AM655,$B$6:$B$17,0),MATCH(AK655&AL655,$C$2:$V$2,0)),0))","v":1539},"ЗО",{"$f":"3.6*AV655/(4.19*(Калькулятор!$C$8-Калькулятор!$D$8))","v":132.22052505966587},{"$f":"IF(Калькулятор!$F$8<>70,INDEX($C$6:$V$17,MATCH(AM655,$B$6:$B$17,0),MATCH(AK655&AL655,$C$2:$V$2,0))*(Калькулятор!$F$8/70)^справочно!$Y$2,INDEX($C$6:$V$17,MATCH(AM655,$B$6:$B$17,0),MATCH(AK655&AL655,$C$2:$V$2,0)))","v":1538.9}]
[null,null,null,null,null,null,null,null,null,null,null,null,null,null,null,null,null,null,null,null,null,null,null,null,null,null,"Конвектор внутрипольный Royal Thermo ATRIUM-150/300/2000-DG-U-DB","НС-1477471","RT-A-150/300/2000-DG-U-DB",3,5,9,13,18,21,23,150,300,2000,"DG","U","DB",{"$f":"IF((IFERROR(IF(VLOOKUP(AK656,X:Y,2,0)=TRUE,1,0),0)+IFERROR(IF(VLOOKUP(AL656,X:Y,2,0)=TRUE,1,0),0)+IFERROR(IF(VLOOKUP(AN656,X:Y,2,0)=TRUE,1,0),0)+IFERROR(IF(VLOOKUP(AO656,X:Y,2,0)=TRUE,1,0),0)+IFERROR(IF(VLOOKUP(AP656,X:Y,2,0)=TRUE,1,0),0)+IF(AND(AM656>=Калькулятор!$C$14,AM656<=Калькулятор!$E$14),1,0)+IF(OR(AND(AS656>=Калькулятор!$C$11,AS656<=IF(ISBLANK(Калькулятор!$E$11),100000,Калькулятор!$E$11)),Калькулятор!$C$11&Калькулятор!$E$11=\"\"),1,0))=7,1,0)","v":0},{"$f":"SUM(AQ$2:AQ656)","v":240},{"$f":"IF(Калькулятор!$F$8<>70,ROUND(INDEX($C$6:$V$17,MATCH(AM656,$B$6:$B$17,0),MATCH(AK656&AL656,$C$2:$V$2,0))*(Калькулятор!$F$8/70)^справочно!$Y$2,0),ROUND(INDEX($C$6:$V$17,MATCH(AM656,$B$6:$B$17,0),MATCH(AK656&AL656,$C$2:$V$2,0)),0))","v":1719},"ЗО",{"$f":"3.6*AV656/(4.19*(Калькулятор!$C$8-Калькулятор!$D$8))","v":147.72028639618136},{"$f":"IF(Калькулятор!$F$8<>70,INDEX($C$6:$V$17,MATCH(AM656,$B$6:$B$17,0),MATCH(AK656&AL656,$C$2:$V$2,0))*(Калькулятор!$F$8/70)^справочно!$Y$2,INDEX($C$6:$V$17,MATCH(AM656,$B$6:$B$17,0),MATCH(AK656&AL656,$C$2:$V$2,0)))","v":1719.3000000000002}]
[null,null,null,null,null,null,null,null,null,null,null,null,null,null,null,null,null,null,null,null,null,null,null,null,null,null,"Конвектор внутрипольный Royal Thermo ATRIUM-150/300/2200-DG-U-DB","НС-1477474","RT-A-150/300/2200-DG-U-DB",3,5,9,13,18,21,23,150,300,2200,"DG","U","DB",{"$f":"IF((IFERROR(IF(VLOOKUP(AK657,X:Y,2,0)=TRUE,1,0),0)+IFERROR(IF(VLOOKUP(AL657,X:Y,2,0)=TRUE,1,0),0)+IFERROR(IF(VLOOKUP(AN657,X:Y,2,0)=TRUE,1,0),0)+IFERROR(IF(VLOOKUP(AO657,X:Y,2,0)=TRUE,1,0),0)+IFERROR(IF(VLOOKUP(AP657,X:Y,2,0)=TRUE,1,0),0)+IF(AND(AM657>=Калькулятор!$C$14,AM657<=Калькулятор!$E$14),1,0)+IF(OR(AND(AS657>=Калькулятор!$C$11,AS657<=IF(ISBLANK(Калькулятор!$E$11),100000,Калькулятор!$E$11)),Калькулятор!$C$11&Калькулятор!$E$11=\"\"),1,0))=7,1,0)","v":0},{"$f":"SUM(AQ$2:AQ657)","v":240},{"$f":"IF(Калькулятор!$F$8<>70,ROUND(INDEX($C$6:$V$17,MATCH(AM657,$B$6:$B$17,0),MATCH(AK657&AL657,$C$2:$V$2,0))*(Калькулятор!$F$8/70)^справочно!$Y$2,0),ROUND(INDEX($C$6:$V$17,MATCH(AM657,$B$6:$B$17,0),MATCH(AK657&AL657,$C$2:$V$2,0)),0))","v":1902},"ЗО",{"$f":"3.6*AV657/(4.19*(Калькулятор!$C$8-Калькулятор!$D$8))","v":163.40906921241049},{"$f":"IF(Калькулятор!$F$8<>70,INDEX($C$6:$V$17,MATCH(AM657,$B$6:$B$17,0),MATCH(AK657&AL657,$C$2:$V$2,0))*(Калькулятор!$F$8/70)^справочно!$Y$2,INDEX($C$6:$V$17,MATCH(AM657,$B$6:$B$17,0),MATCH(AK657&AL657,$C$2:$V$2,0)))","v":1901.9}]
[null,null,null,null,null,null,null,null,null,null,null,null,null,null,null,null,null,null,null,null,null,null,null,null,null,null,"Конвектор внутрипольный Royal Thermo ATRIUM-150/300/2400-DG-U-DB","НС-1477477","RT-A-150/300/2400-DG-U-DB",3,5,9,13,18,21,23,150,300,2400,"DG","U","DB",{"$f":"IF((IFERROR(IF(VLOOKUP(AK658,X:Y,2,0)=TRUE,1,0),0)+IFERROR(IF(VLOOKUP(AL658,X:Y,2,0)=TRUE,1,0),0)+IFERROR(IF(VLOOKUP(AN658,X:Y,2,0)=TRUE,1,0),0)+IFERROR(IF(VLOOKUP(AO658,X:Y,2,0)=TRUE,1,0),0)+IFERROR(IF(VLOOKUP(AP658,X:Y,2,0)=TRUE,1,0),0)+IF(AND(AM658>=Калькулятор!$C$14,AM658<=Калькулятор!$E$14),1,0)+IF(OR(AND(AS658>=Калькулятор!$C$11,AS658<=IF(ISBLANK(Калькулятор!$E$11),100000,Калькулятор!$E$11)),Калькулятор!$C$11&Калькулятор!$E$11=\"\"),1,0))=7,1,0)","v":0},{"$f":"SUM(AQ$2:AQ658)","v":240},{"$f":"IF(Калькулятор!$F$8<>70,ROUND(INDEX($C$6:$V$17,MATCH(AM658,$B$6:$B$17,0),MATCH(AK658&AL658,$C$2:$V$2,0))*(Калькулятор!$F$8/70)^справочно!$Y$2,0),ROUND(INDEX($C$6:$V$17,MATCH(AM658,$B$6:$B$17,0),MATCH(AK658&AL658,$C$2:$V$2,0)),0))","v":2083},"ЗО",{"$f":"3.6*AV658/(4.19*(Калькулятор!$C$8-Калькулятор!$D$8))","v":179.00334128878282},{"$f":"IF(Калькулятор!$F$8<>70,INDEX($C$6:$V$17,MATCH(AM658,$B$6:$B$17,0),MATCH(AK658&AL658,$C$2:$V$2,0))*(Калькулятор!$F$8/70)^справочно!$Y$2,INDEX($C$6:$V$17,MATCH(AM658,$B$6:$B$17,0),MATCH(AK658&AL658,$C$2:$V$2,0)))","v":2083.4}]
[null,null,null,null,null,null,null,null,null,null,null,null,null,null,null,null,null,null,null,null,null,null,null,null,null,null,"Конвектор внутрипольный Royal Thermo ATRIUM-150/300/2600-DG-U-DB","НС-1477480","RT-A-150/300/2600-DG-U-DB",3,5,9,13,18,21,23,150,300,2600,"DG","U","DB",{"$f":"IF((IFERROR(IF(VLOOKUP(AK659,X:Y,2,0)=TRUE,1,0),0)+IFERROR(IF(VLOOKUP(AL659,X:Y,2,0)=TRUE,1,0),0)+IFERROR(IF(VLOOKUP(AN659,X:Y,2,0)=TRUE,1,0),0)+IFERROR(IF(VLOOKUP(AO659,X:Y,2,0)=TRUE,1,0),0)+IFERROR(IF(VLOOKUP(AP659,X:Y,2,0)=TRUE,1,0),0)+IF(AND(AM659>=Калькулятор!$C$14,AM659<=Калькулятор!$E$14),1,0)+IF(OR(AND(AS659>=Калькулятор!$C$11,AS659<=IF(ISBLANK(Калькулятор!$E$11),100000,Калькулятор!$E$11)),Калькулятор!$C$11&Калькулятор!$E$11=\"\"),1,0))=7,1,0)","v":0},{"$f":"SUM(AQ$2:AQ659)","v":240},{"$f":"IF(Калькулятор!$F$8<>70,ROUND(INDEX($C$6:$V$17,MATCH(AM659,$B$6:$B$17,0),MATCH(AK659&AL659,$C$2:$V$2,0))*(Калькулятор!$F$8/70)^справочно!$Y$2,0),ROUND(INDEX($C$6:$V$17,MATCH(AM659,$B$6:$B$17,0),MATCH(AK659&AL659,$C$2:$V$2,0)),0))","v":2265},"ЗО",{"$f":"3.6*AV659/(4.19*(Калькулятор!$C$8-Калькулятор!$D$8))","v":194.59761336515513},{"$f":"IF(Калькулятор!$F$8<>70,INDEX($C$6:$V$17,MATCH(AM659,$B$6:$B$17,0),MATCH(AK659&AL659,$C$2:$V$2,0))*(Калькулятор!$F$8/70)^справочно!$Y$2,INDEX($C$6:$V$17,MATCH(AM659,$B$6:$B$17,0),MATCH(AK659&AL659,$C$2:$V$2,0)))","v":2264.9}]
[null,null,null,null,null,null,null,null,null,null,null,null,null,null,null,null,null,null,null,null,null,null,null,null,null,null,"Конвектор внутрипольный Royal Thermo ATRIUM-150/300/2800-DG-U-DB","НС-1477483","RT-A-150/300/2800-DG-U-DB",3,5,9,13,18,21,23,150,300,2800,"DG","U","DB",{"$f":"IF((IFERROR(IF(VLOOKUP(AK660,X:Y,2,0)=TRUE,1,0),0)+IFERROR(IF(VLOOKUP(AL660,X:Y,2,0)=TRUE,1,0),0)+IFERROR(IF(VLOOKUP(AN660,X:Y,2,0)=TRUE,1,0),0)+IFERROR(IF(VLOOKUP(AO660,X:Y,2,0)=TRUE,1,0),0)+IFERROR(IF(VLOOKUP(AP660,X:Y,2,0)=TRUE,1,0),0)+IF(AND(AM660>=Калькулятор!$C$14,AM660<=Калькулятор!$E$14),1,0)+IF(OR(AND(AS660>=Калькулятор!$C$11,AS660<=IF(ISBLANK(Калькулятор!$E$11),100000,Калькулятор!$E$11)),Калькулятор!$C$11&Калькулятор!$E$11=\"\"),1,0))=7,1,0)","v":0},{"$f":"SUM(AQ$2:AQ660)","v":240},{"$f":"IF(Калькулятор!$F$8<>70,ROUND(INDEX($C$6:$V$17,MATCH(AM660,$B$6:$B$17,0),MATCH(AK660&AL660,$C$2:$V$2,0))*(Калькулятор!$F$8/70)^справочно!$Y$2,0),ROUND(INDEX($C$6:$V$17,MATCH(AM660,$B$6:$B$17,0),MATCH(AK660&AL660,$C$2:$V$2,0)),0))","v":2446},"ЗО",{"$f":"3.6*AV660/(4.19*(Калькулятор!$C$8-Калькулятор!$D$8))","v":210.19188544152743},{"$f":"IF(Калькулятор!$F$8<>70,INDEX($C$6:$V$17,MATCH(AM660,$B$6:$B$17,0),MATCH(AK660&AL660,$C$2:$V$2,0))*(Калькулятор!$F$8/70)^справочно!$Y$2,INDEX($C$6:$V$17,MATCH(AM660,$B$6:$B$17,0),MATCH(AK660&AL660,$C$2:$V$2,0)))","v":2446.4}]
[null,null,null,null,null,null,null,null,null,null,null,null,null,null,null,null,null,null,null,null,null,null,null,null,null,null,"Конвектор внутрипольный Royal Thermo ATRIUM-150/300/3000-DG-U-DB","НС-1477486","RT-A-150/300/3000-DG-U-DB",3,5,9,13,18,21,23,150,300,3000,"DG","U","DB",{"$f":"IF((IFERROR(IF(VLOOKUP(AK661,X:Y,2,0)=TRUE,1,0),0)+IFERROR(IF(VLOOKUP(AL661,X:Y,2,0)=TRUE,1,0),0)+IFERROR(IF(VLOOKUP(AN661,X:Y,2,0)=TRUE,1,0),0)+IFERROR(IF(VLOOKUP(AO661,X:Y,2,0)=TRUE,1,0),0)+IFERROR(IF(VLOOKUP(AP661,X:Y,2,0)=TRUE,1,0),0)+IF(AND(AM661>=Калькулятор!$C$14,AM661<=Калькулятор!$E$14),1,0)+IF(OR(AND(AS661>=Калькулятор!$C$11,AS661<=IF(ISBLANK(Калькулятор!$E$11),100000,Калькулятор!$E$11)),Калькулятор!$C$11&Калькулятор!$E$11=\"\"),1,0))=7,1,0)","v":0},{"$f":"SUM(AQ$2:AQ661)","v":240},{"$f":"IF(Калькулятор!$F$8<>70,ROUND(INDEX($C$6:$V$17,MATCH(AM661,$B$6:$B$17,0),MATCH(AK661&AL661,$C$2:$V$2,0))*(Калькулятор!$F$8/70)^справочно!$Y$2,0),ROUND(INDEX($C$6:$V$17,MATCH(AM661,$B$6:$B$17,0),MATCH(AK661&AL661,$C$2:$V$2,0)),0))","v":2629},"ЗО",{"$f":"3.6*AV661/(4.19*(Калькулятор!$C$8-Калькулятор!$D$8))","v":225.88066825775653},{"$f":"IF(Калькулятор!$F$8<>70,INDEX($C$6:$V$17,MATCH(AM661,$B$6:$B$17,0),MATCH(AK661&AL661,$C$2:$V$2,0))*(Калькулятор!$F$8/70)^справочно!$Y$2,INDEX($C$6:$V$17,MATCH(AM661,$B$6:$B$17,0),MATCH(AK661&AL661,$C$2:$V$2,0)))","v":2629}]
[null,null,null,null,null,null,null,null,null,null,null,null,null,null,null,null,null,null,null,null,null,null,null,null,null,null,"Конвектор внутрипольный Royal Thermo ATRIUM-150/400/800-DG-U-DB","НС-1477523","RT-A-150/400/800-DG-U-DB",3,5,9,13,17,20,22,150,400,800,"DG","U","DB",{"$f":"IF((IFERROR(IF(VLOOKUP(AK662,X:Y,2,0)=TRUE,1,0),0)+IFERROR(IF(VLOOKUP(AL662,X:Y,2,0)=TRUE,1,0),0)+IFERROR(IF(VLOOKUP(AN662,X:Y,2,0)=TRUE,1,0),0)+IFERROR(IF(VLOOKUP(AO662,X:Y,2,0)=TRUE,1,0),0)+IFERROR(IF(VLOOKUP(AP662,X:Y,2,0)=TRUE,1,0),0)+IF(AND(AM662>=Калькулятор!$C$14,AM662<=Калькулятор!$E$14),1,0)+IF(OR(AND(AS662>=Калькулятор!$C$11,AS662<=IF(ISBLANK(Калькулятор!$E$11),100000,Калькулятор!$E$11)),Калькулятор!$C$11&Калькулятор!$E$11=\"\"),1,0))=7,1,0)","v":0},{"$f":"SUM(AQ$2:AQ662)","v":240},{"$f":"IF(Калькулятор!$F$8<>70,ROUND(INDEX($C$6:$V$17,MATCH(AM662,$B$6:$B$17,0),MATCH(AK662&AL662,$C$2:$V$2,0))*(Калькулятор!$F$8/70)^справочно!$Y$2,0),ROUND(INDEX($C$6:$V$17,MATCH(AM662,$B$6:$B$17,0),MATCH(AK662&AL662,$C$2:$V$2,0)),0))","v":850},"ЗО",{"$f":"3.6*AV662/(4.19*(Калькулятор!$C$8-Калькулятор!$D$8))","v":73.056801909307879},{"$f":"IF(Калькулятор!$F$8<>70,INDEX($C$6:$V$17,MATCH(AM662,$B$6:$B$17,0),MATCH(AK662&AL662,$C$2:$V$2,0))*(Калькулятор!$F$8/70)^справочно!$Y$2,INDEX($C$6:$V$17,MATCH(AM662,$B$6:$B$17,0),MATCH(AK662&AL662,$C$2:$V$2,0)))","v":850.30000000000007}]
[null,null,null,null,null,null,null,null,null,null,null,null,null,null,null,null,null,null,null,null,null,null,null,null,null,null,"Конвектор внутрипольный Royal Thermo ATRIUM-150/400/1000-DG-U-DB","НС-1477495","RT-A-150/400/1000-DG-U-DB",3,5,9,13,18,21,23,150,400,1000,"DG","U","DB",{"$f":"IF((IFERROR(IF(VLOOKUP(AK663,X:Y,2,0)=TRUE,1,0),0)+IFERROR(IF(VLOOKUP(AL663,X:Y,2,0)=TRUE,1,0),0)+IFERROR(IF(VLOOKUP(AN663,X:Y,2,0)=TRUE,1,0),0)+IFERROR(IF(VLOOKUP(AO663,X:Y,2,0)=TRUE,1,0),0)+IFERROR(IF(VLOOKUP(AP663,X:Y,2,0)=TRUE,1,0),0)+IF(AND(AM663>=Калькулятор!$C$14,AM663<=Калькулятор!$E$14),1,0)+IF(OR(AND(AS663>=Калькулятор!$C$11,AS663<=IF(ISBLANK(Калькулятор!$E$11),100000,Калькулятор!$E$11)),Калькулятор!$C$11&Калькулятор!$E$11=\"\"),1,0))=7,1,0)","v":0},{"$f":"SUM(AQ$2:AQ663)","v":240},{"$f":"IF(Калькулятор!$F$8<>70,ROUND(INDEX($C$6:$V$17,MATCH(AM663,$B$6:$B$17,0),MATCH(AK663&AL663,$C$2:$V$2,0))*(Калькулятор!$F$8/70)^справочно!$Y$2,0),ROUND(INDEX($C$6:$V$17,MATCH(AM663,$B$6:$B$17,0),MATCH(AK663&AL663,$C$2:$V$2,0)),0))","v":1104},"ЗО",{"$f":"3.6*AV663/(4.19*(Калькулятор!$C$8-Калькулятор!$D$8))","v":94.888782816229124},{"$f":"IF(Калькулятор!$F$8<>70,INDEX($C$6:$V$17,MATCH(AM663,$B$6:$B$17,0),MATCH(AK663&AL663,$C$2:$V$2,0))*(Калькулятор!$F$8/70)^справочно!$Y$2,INDEX($C$6:$V$17,MATCH(AM663,$B$6:$B$17,0),MATCH(AK663&AL663,$C$2:$V$2,0)))","v":1104.4000000000001}]
[null,null,null,null,null,null,null,null,null,null,null,null,null,null,null,null,null,null,null,null,null,null,null,null,null,null,"Конвектор внутрипольный Royal Thermo ATRIUM-150/400/1200-DG-U-DB","НС-1477498","RT-A-150/400/1200-DG-U-DB",3,5,9,13,18,21,23,150,400,1200,"DG","U","DB",{"$f":"IF((IFERROR(IF(VLOOKUP(AK664,X:Y,2,0)=TRUE,1,0),0)+IFERROR(IF(VLOOKUP(AL664,X:Y,2,0)=TRUE,1,0),0)+IFERROR(IF(VLOOKUP(AN664,X:Y,2,0)=TRUE,1,0),0)+IFERROR(IF(VLOOKUP(AO664,X:Y,2,0)=TRUE,1,0),0)+IFERROR(IF(VLOOKUP(AP664,X:Y,2,0)=TRUE,1,0),0)+IF(AND(AM664>=Калькулятор!$C$14,AM664<=Калькулятор!$E$14),1,0)+IF(OR(AND(AS664>=Калькулятор!$C$11,AS664<=IF(ISBLANK(Калькулятор!$E$11),100000,Калькулятор!$E$11)),Калькулятор!$C$11&Калькулятор!$E$11=\"\"),1,0))=7,1,0)","v":0},{"$f":"SUM(AQ$2:AQ664)","v":240},{"$f":"IF(Калькулятор!$F$8<>70,ROUND(INDEX($C$6:$V$17,MATCH(AM664,$B$6:$B$17,0),MATCH(AK664&AL664,$C$2:$V$2,0))*(Калькулятор!$F$8/70)^справочно!$Y$2,0),ROUND(INDEX($C$6:$V$17,MATCH(AM664,$B$6:$B$17,0),MATCH(AK664&AL664,$C$2:$V$2,0)),0))","v":1360},"ЗО",{"$f":"3.6*AV664/(4.19*(Калькулятор!$C$8-Калькулятор!$D$8))","v":116.81527446300716},{"$f":"IF(Калькулятор!$F$8<>70,INDEX($C$6:$V$17,MATCH(AM664,$B$6:$B$17,0),MATCH(AK664&AL664,$C$2:$V$2,0))*(Калькулятор!$F$8/70)^справочно!$Y$2,INDEX($C$6:$V$17,MATCH(AM664,$B$6:$B$17,0),MATCH(AK664&AL664,$C$2:$V$2,0)))","v":1359.6000000000001}]
[null,null,null,null,null,null,null,null,null,null,null,null,null,null,null,null,null,null,null,null,null,null,null,null,null,null,"Конвектор внутрипольный Royal Thermo ATRIUM-150/400/1400-DG-U-DB","НС-1477501","RT-A-150/400/1400-DG-U-DB",3,5,9,13,18,21,23,150,400,1400,"DG","U","DB",{"$f":"IF((IFERROR(IF(VLOOKUP(AK665,X:Y,2,0)=TRUE,1,0),0)+IFERROR(IF(VLOOKUP(AL665,X:Y,2,0)=TRUE,1,0),0)+IFERROR(IF(VLOOKUP(AN665,X:Y,2,0)=TRUE,1,0),0)+IFERROR(IF(VLOOKUP(AO665,X:Y,2,0)=TRUE,1,0),0)+IFERROR(IF(VLOOKUP(AP665,X:Y,2,0)=TRUE,1,0),0)+IF(AND(AM665>=Калькулятор!$C$14,AM665<=Калькулятор!$E$14),1,0)+IF(OR(AND(AS665>=Калькулятор!$C$11,AS665<=IF(ISBLANK(Калькулятор!$E$11),100000,Калькулятор!$E$11)),Калькулятор!$C$11&Калькулятор!$E$11=\"\"),1,0))=7,1,0)","v":0},{"$f":"SUM(AQ$2:AQ665)","v":240},{"$f":"IF(Калькулятор!$F$8<>70,ROUND(INDEX($C$6:$V$17,MATCH(AM665,$B$6:$B$17,0),MATCH(AK665&AL665,$C$2:$V$2,0))*(Калькулятор!$F$8/70)^справочно!$Y$2,0),ROUND(INDEX($C$6:$V$17,MATCH(AM665,$B$6:$B$17,0),MATCH(AK665&AL665,$C$2:$V$2,0)),0))","v":1615},"ЗО",{"$f":"3.6*AV665/(4.19*(Калькулятор!$C$8-Калькулятор!$D$8))","v":138.7417661097852},{"$f":"IF(Калькулятор!$F$8<>70,INDEX($C$6:$V$17,MATCH(AM665,$B$6:$B$17,0),MATCH(AK665&AL665,$C$2:$V$2,0))*(Калькулятор!$F$8/70)^справочно!$Y$2,INDEX($C$6:$V$17,MATCH(AM665,$B$6:$B$17,0),MATCH(AK665&AL665,$C$2:$V$2,0)))","v":1614.8000000000002}]
[null,null,null,null,null,null,null,null,null,null,null,null,null,null,null,null,null,null,null,null,null,null,null,null,null,null,"Конвектор внутрипольный Royal Thermo ATRIUM-150/400/1600-DG-U-DB","НС-1477504","RT-A-150/400/1600-DG-U-DB",3,5,9,13,18,21,23,150,400,1600,"DG","U","DB",{"$f":"IF((IFERROR(IF(VLOOKUP(AK666,X:Y,2,0)=TRUE,1,0),0)+IFERROR(IF(VLOOKUP(AL666,X:Y,2,0)=TRUE,1,0),0)+IFERROR(IF(VLOOKUP(AN666,X:Y,2,0)=TRUE,1,0),0)+IFERROR(IF(VLOOKUP(AO666,X:Y,2,0)=TRUE,1,0),0)+IFERROR(IF(VLOOKUP(AP666,X:Y,2,0)=TRUE,1,0),0)+IF(AND(AM666>=Калькулятор!$C$14,AM666<=Калькулятор!$E$14),1,0)+IF(OR(AND(AS666>=Калькулятор!$C$11,AS666<=IF(ISBLANK(Калькулятор!$E$11),100000,Калькулятор!$E$11)),Калькулятор!$C$11&Калькулятор!$E$11=\"\"),1,0))=7,1,0)","v":0},{"$f":"SUM(AQ$2:AQ666)","v":240},{"$f":"IF(Калькулятор!$F$8<>70,ROUND(INDEX($C$6:$V$17,MATCH(AM666,$B$6:$B$17,0),MATCH(AK666&AL666,$C$2:$V$2,0))*(Калькулятор!$F$8/70)^справочно!$Y$2,0),ROUND(INDEX($C$6:$V$17,MATCH(AM666,$B$6:$B$17,0),MATCH(AK666&AL666,$C$2:$V$2,0)),0))","v":1870},"ЗО",{"$f":"3.6*AV666/(4.19*(Калькулятор!$C$8-Калькулятор!$D$8))","v":160.66825775656324},{"$f":"IF(Калькулятор!$F$8<>70,INDEX($C$6:$V$17,MATCH(AM666,$B$6:$B$17,0),MATCH(AK666&AL666,$C$2:$V$2,0))*(Калькулятор!$F$8/70)^справочно!$Y$2,INDEX($C$6:$V$17,MATCH(AM666,$B$6:$B$17,0),MATCH(AK666&AL666,$C$2:$V$2,0)))","v":1870.0000000000002}]
[null,null,null,null,null,null,null,null,null,null,null,null,null,null,null,null,null,null,null,null,null,null,null,null,null,null,"Конвектор внутрипольный Royal Thermo ATRIUM-150/400/1800-DG-U-DB","НС-1477507","RT-A-150/400/1800-DG-U-DB",3,5,9,13,18,21,23,150,400,1800,"DG","U","DB",{"$f":"IF((IFERROR(IF(VLOOKUP(AK667,X:Y,2,0)=TRUE,1,0),0)+IFERROR(IF(VLOOKUP(AL667,X:Y,2,0)=TRUE,1,0),0)+IFERROR(IF(VLOOKUP(AN667,X:Y,2,0)=TRUE,1,0),0)+IFERROR(IF(VLOOKUP(AO667,X:Y,2,0)=TRUE,1,0),0)+IFERROR(IF(VLOOKUP(AP667,X:Y,2,0)=TRUE,1,0),0)+IF(AND(AM667>=Калькулятор!$C$14,AM667<=Калькулятор!$E$14),1,0)+IF(OR(AND(AS667>=Калькулятор!$C$11,AS667<=IF(ISBLANK(Калькулятор!$E$11),100000,Калькулятор!$E$11)),Калькулятор!$C$11&Калькулятор!$E$11=\"\"),1,0))=7,1,0)","v":0},{"$f":"SUM(AQ$2:AQ667)","v":240},{"$f":"IF(Калькулятор!$F$8<>70,ROUND(INDEX($C$6:$V$17,MATCH(AM667,$B$6:$B$17,0),MATCH(AK667&AL667,$C$2:$V$2,0))*(Калькулятор!$F$8/70)^справочно!$Y$2,0),ROUND(INDEX($C$6:$V$17,MATCH(AM667,$B$6:$B$17,0),MATCH(AK667&AL667,$C$2:$V$2,0)),0))","v":2124},"ЗО",{"$f":"3.6*AV667/(4.19*(Калькулятор!$C$8-Калькулятор!$D$8))","v":182.50023866348448},{"$f":"IF(Калькулятор!$F$8<>70,INDEX($C$6:$V$17,MATCH(AM667,$B$6:$B$17,0),MATCH(AK667&AL667,$C$2:$V$2,0))*(Калькулятор!$F$8/70)^справочно!$Y$2,INDEX($C$6:$V$17,MATCH(AM667,$B$6:$B$17,0),MATCH(AK667&AL667,$C$2:$V$2,0)))","v":2124.1000000000004}]
[null,null,null,null,null,null,null,null,null,null,null,null,null,null,null,null,null,null,null,null,null,null,null,null,null,null,"Конвектор внутрипольный Royal Thermo ATRIUM-150/400/2000-DG-U-DB","НС-1477510","RT-A-150/400/2000-DG-U-DB",3,5,9,13,18,21,23,150,400,2000,"DG","U","DB",{"$f":"IF((IFERROR(IF(VLOOKUP(AK668,X:Y,2,0)=TRUE,1,0),0)+IFERROR(IF(VLOOKUP(AL668,X:Y,2,0)=TRUE,1,0),0)+IFERROR(IF(VLOOKUP(AN668,X:Y,2,0)=TRUE,1,0),0)+IFERROR(IF(VLOOKUP(AO668,X:Y,2,0)=TRUE,1,0),0)+IFERROR(IF(VLOOKUP(AP668,X:Y,2,0)=TRUE,1,0),0)+IF(AND(AM668>=Калькулятор!$C$14,AM668<=Калькулятор!$E$14),1,0)+IF(OR(AND(AS668>=Калькулятор!$C$11,AS668<=IF(ISBLANK(Калькулятор!$E$11),100000,Калькулятор!$E$11)),Калькулятор!$C$11&Калькулятор!$E$11=\"\"),1,0))=7,1,0)","v":0},{"$f":"SUM(AQ$2:AQ668)","v":240},{"$f":"IF(Калькулятор!$F$8<>70,ROUND(INDEX($C$6:$V$17,MATCH(AM668,$B$6:$B$17,0),MATCH(AK668&AL668,$C$2:$V$2,0))*(Калькулятор!$F$8/70)^справочно!$Y$2,0),ROUND(INDEX($C$6:$V$17,MATCH(AM668,$B$6:$B$17,0),MATCH(AK668&AL668,$C$2:$V$2,0)),0))","v":2378},"ЗО",{"$f":"3.6*AV668/(4.19*(Калькулятор!$C$8-Калькулятор!$D$8))","v":204.3322195704057},{"$f":"IF(Калькулятор!$F$8<>70,INDEX($C$6:$V$17,MATCH(AM668,$B$6:$B$17,0),MATCH(AK668&AL668,$C$2:$V$2,0))*(Калькулятор!$F$8/70)^справочно!$Y$2,INDEX($C$6:$V$17,MATCH(AM668,$B$6:$B$17,0),MATCH(AK668&AL668,$C$2:$V$2,0)))","v":2378.2000000000003}]
[null,null,null,null,null,null,null,null,null,null,null,null,null,null,null,null,null,null,null,null,null,null,null,null,null,null,"Конвектор внутрипольный Royal Thermo ATRIUM-150/400/2200-DG-U-DB","НС-1477512","RT-A-150/400/2200-DG-U-DB",3,5,9,13,18,21,23,150,400,2200,"DG","U","DB",{"$f":"IF((IFERROR(IF(VLOOKUP(AK669,X:Y,2,0)=TRUE,1,0),0)+IFERROR(IF(VLOOKUP(AL669,X:Y,2,0)=TRUE,1,0),0)+IFERROR(IF(VLOOKUP(AN669,X:Y,2,0)=TRUE,1,0),0)+IFERROR(IF(VLOOKUP(AO669,X:Y,2,0)=TRUE,1,0),0)+IFERROR(IF(VLOOKUP(AP669,X:Y,2,0)=TRUE,1,0),0)+IF(AND(AM669>=Калькулятор!$C$14,AM669<=Калькулятор!$E$14),1,0)+IF(OR(AND(AS669>=Калькулятор!$C$11,AS669<=IF(ISBLANK(Калькулятор!$E$11),100000,Калькулятор!$E$11)),Калькулятор!$C$11&Калькулятор!$E$11=\"\"),1,0))=7,1,0)","v":0},{"$f":"SUM(AQ$2:AQ669)","v":240},{"$f":"IF(Калькулятор!$F$8<>70,ROUND(INDEX($C$6:$V$17,MATCH(AM669,$B$6:$B$17,0),MATCH(AK669&AL669,$C$2:$V$2,0))*(Калькулятор!$F$8/70)^справочно!$Y$2,0),ROUND(INDEX($C$6:$V$17,MATCH(AM669,$B$6:$B$17,0),MATCH(AK669&AL669,$C$2:$V$2,0)),0))","v":2635},"ЗО",{"$f":"3.6*AV669/(4.19*(Калькулятор!$C$8-Калькулятор!$D$8))","v":226.35322195704055},{"$f":"IF(Калькулятор!$F$8<>70,INDEX($C$6:$V$17,MATCH(AM669,$B$6:$B$17,0),MATCH(AK669&AL669,$C$2:$V$2,0))*(Калькулятор!$F$8/70)^справочно!$Y$2,INDEX($C$6:$V$17,MATCH(AM669,$B$6:$B$17,0),MATCH(AK669&AL669,$C$2:$V$2,0)))","v":2634.5}]
[null,null,null,null,null,null,null,null,null,null,null,null,null,null,null,null,null,null,null,null,null,null,null,null,null,null,"Конвектор внутрипольный Royal Thermo ATRIUM-150/400/2400-DG-U-DB","НС-1477514","RT-A-150/400/2400-DG-U-DB",3,5,9,13,18,21,23,150,400,2400,"DG","U","DB",{"$f":"IF((IFERROR(IF(VLOOKUP(AK670,X:Y,2,0)=TRUE,1,0),0)+IFERROR(IF(VLOOKUP(AL670,X:Y,2,0)=TRUE,1,0),0)+IFERROR(IF(VLOOKUP(AN670,X:Y,2,0)=TRUE,1,0),0)+IFERROR(IF(VLOOKUP(AO670,X:Y,2,0)=TRUE,1,0),0)+IFERROR(IF(VLOOKUP(AP670,X:Y,2,0)=TRUE,1,0),0)+IF(AND(AM670>=Калькулятор!$C$14,AM670<=Калькулятор!$E$14),1,0)+IF(OR(AND(AS670>=Калькулятор!$C$11,AS670<=IF(ISBLANK(Калькулятор!$E$11),100000,Калькулятор!$E$11)),Калькулятор!$C$11&Калькулятор!$E$11=\"\"),1,0))=7,1,0)","v":0},{"$f":"SUM(AQ$2:AQ670)","v":240},{"$f":"IF(Калькулятор!$F$8<>70,ROUND(INDEX($C$6:$V$17,MATCH(AM670,$B$6:$B$17,0),MATCH(AK670&AL670,$C$2:$V$2,0))*(Калькулятор!$F$8/70)^справочно!$Y$2,0),ROUND(INDEX($C$6:$V$17,MATCH(AM670,$B$6:$B$17,0),MATCH(AK670&AL670,$C$2:$V$2,0)),0))","v":2889},"ЗО",{"$f":"3.6*AV670/(4.19*(Калькулятор!$C$8-Калькулятор!$D$8))","v":248.18520286396179},{"$f":"IF(Калькулятор!$F$8<>70,INDEX($C$6:$V$17,MATCH(AM670,$B$6:$B$17,0),MATCH(AK670&AL670,$C$2:$V$2,0))*(Калькулятор!$F$8/70)^справочно!$Y$2,INDEX($C$6:$V$17,MATCH(AM670,$B$6:$B$17,0),MATCH(AK670&AL670,$C$2:$V$2,0)))","v":2888.6000000000004}]
[null,null,null,null,null,null,null,null,null,null,null,null,null,null,null,null,null,null,null,null,null,null,null,null,null,null,"Конвектор внутрипольный Royal Thermo ATRIUM-150/400/2600-DG-U-DB","НС-1477516","RT-A-150/400/2600-DG-U-DB",3,5,9,13,18,21,23,150,400,2600,"DG","U","DB",{"$f":"IF((IFERROR(IF(VLOOKUP(AK671,X:Y,2,0)=TRUE,1,0),0)+IFERROR(IF(VLOOKUP(AL671,X:Y,2,0)=TRUE,1,0),0)+IFERROR(IF(VLOOKUP(AN671,X:Y,2,0)=TRUE,1,0),0)+IFERROR(IF(VLOOKUP(AO671,X:Y,2,0)=TRUE,1,0),0)+IFERROR(IF(VLOOKUP(AP671,X:Y,2,0)=TRUE,1,0),0)+IF(AND(AM671>=Калькулятор!$C$14,AM671<=Калькулятор!$E$14),1,0)+IF(OR(AND(AS671>=Калькулятор!$C$11,AS671<=IF(ISBLANK(Калькулятор!$E$11),100000,Калькулятор!$E$11)),Калькулятор!$C$11&Калькулятор!$E$11=\"\"),1,0))=7,1,0)","v":0},{"$f":"SUM(AQ$2:AQ671)","v":240},{"$f":"IF(Калькулятор!$F$8<>70,ROUND(INDEX($C$6:$V$17,MATCH(AM671,$B$6:$B$17,0),MATCH(AK671&AL671,$C$2:$V$2,0))*(Калькулятор!$F$8/70)^справочно!$Y$2,0),ROUND(INDEX($C$6:$V$17,MATCH(AM671,$B$6:$B$17,0),MATCH(AK671&AL671,$C$2:$V$2,0)),0))","v":3143},"ЗО",{"$f":"3.6*AV671/(4.19*(Калькулятор!$C$8-Калькулятор!$D$8))","v":270.01718377088304},{"$f":"IF(Калькулятор!$F$8<>70,INDEX($C$6:$V$17,MATCH(AM671,$B$6:$B$17,0),MATCH(AK671&AL671,$C$2:$V$2,0))*(Калькулятор!$F$8/70)^справочно!$Y$2,INDEX($C$6:$V$17,MATCH(AM671,$B$6:$B$17,0),MATCH(AK671&AL671,$C$2:$V$2,0)))","v":3142.7000000000003}]
[null,null,null,null,null,null,null,null,null,null,null,null,null,null,null,null,null,null,null,null,null,null,null,null,null,null,"Конвектор внутрипольный Royal Thermo ATRIUM-150/400/2800-DG-U-DB","НС-1477518","RT-A-150/400/2800-DG-U-DB",3,5,9,13,18,21,23,150,400,2800,"DG","U","DB",{"$f":"IF((IFERROR(IF(VLOOKUP(AK672,X:Y,2,0)=TRUE,1,0),0)+IFERROR(IF(VLOOKUP(AL672,X:Y,2,0)=TRUE,1,0),0)+IFERROR(IF(VLOOKUP(AN672,X:Y,2,0)=TRUE,1,0),0)+IFERROR(IF(VLOOKUP(AO672,X:Y,2,0)=TRUE,1,0),0)+IFERROR(IF(VLOOKUP(AP672,X:Y,2,0)=TRUE,1,0),0)+IF(AND(AM672>=Калькулятор!$C$14,AM672<=Калькулятор!$E$14),1,0)+IF(OR(AND(AS672>=Калькулятор!$C$11,AS672<=IF(ISBLANK(Калькулятор!$E$11),100000,Калькулятор!$E$11)),Калькулятор!$C$11&Калькулятор!$E$11=\"\"),1,0))=7,1,0)","v":0},{"$f":"SUM(AQ$2:AQ672)","v":240},{"$f":"IF(Калькулятор!$F$8<>70,ROUND(INDEX($C$6:$V$17,MATCH(AM672,$B$6:$B$17,0),MATCH(AK672&AL672,$C$2:$V$2,0))*(Калькулятор!$F$8/70)^справочно!$Y$2,0),ROUND(INDEX($C$6:$V$17,MATCH(AM672,$B$6:$B$17,0),MATCH(AK672&AL672,$C$2:$V$2,0)),0))","v":3399},"ЗО",{"$f":"3.6*AV672/(4.19*(Калькулятор!$C$8-Калькулятор!$D$8))","v":292.03818615751788},{"$f":"IF(Калькулятор!$F$8<>70,INDEX($C$6:$V$17,MATCH(AM672,$B$6:$B$17,0),MATCH(AK672&AL672,$C$2:$V$2,0))*(Калькулятор!$F$8/70)^справочно!$Y$2,INDEX($C$6:$V$17,MATCH(AM672,$B$6:$B$17,0),MATCH(AK672&AL672,$C$2:$V$2,0)))","v":3399.0000000000005}]
[null,null,null,null,null,null,null,null,null,null,null,null,null,null,null,null,null,null,null,null,null,null,null,null,null,null,"Конвектор внутрипольный Royal Thermo ATRIUM-150/400/3000-DG-U-DB","НС-1477520","RT-A-150/400/3000-DG-U-DB",3,5,9,13,18,21,23,150,400,3000,"DG","U","DB",{"$f":"IF((IFERROR(IF(VLOOKUP(AK673,X:Y,2,0)=TRUE,1,0),0)+IFERROR(IF(VLOOKUP(AL673,X:Y,2,0)=TRUE,1,0),0)+IFERROR(IF(VLOOKUP(AN673,X:Y,2,0)=TRUE,1,0),0)+IFERROR(IF(VLOOKUP(AO673,X:Y,2,0)=TRUE,1,0),0)+IFERROR(IF(VLOOKUP(AP673,X:Y,2,0)=TRUE,1,0),0)+IF(AND(AM673>=Калькулятор!$C$14,AM673<=Калькулятор!$E$14),1,0)+IF(OR(AND(AS673>=Калькулятор!$C$11,AS673<=IF(ISBLANK(Калькулятор!$E$11),100000,Калькулятор!$E$11)),Калькулятор!$C$11&Калькулятор!$E$11=\"\"),1,0))=7,1,0)","v":0},{"$f":"SUM(AQ$2:AQ673)","v":240},{"$f":"IF(Калькулятор!$F$8<>70,ROUND(INDEX($C$6:$V$17,MATCH(AM673,$B$6:$B$17,0),MATCH(AK673&AL673,$C$2:$V$2,0))*(Калькулятор!$F$8/70)^справочно!$Y$2,0),ROUND(INDEX($C$6:$V$17,MATCH(AM673,$B$6:$B$17,0),MATCH(AK673&AL673,$C$2:$V$2,0)),0))","v":3653},"ЗО",{"$f":"3.6*AV673/(4.19*(Калькулятор!$C$8-Калькулятор!$D$8))","v":313.87016706443916},{"$f":"IF(Калькулятор!$F$8<>70,INDEX($C$6:$V$17,MATCH(AM673,$B$6:$B$17,0),MATCH(AK673&AL673,$C$2:$V$2,0))*(Калькулятор!$F$8/70)^справочно!$Y$2,INDEX($C$6:$V$17,MATCH(AM673,$B$6:$B$17,0),MATCH(AK673&AL673,$C$2:$V$2,0)))","v":3653.1000000000004}]
[null,null,null,null,null,null,null,null,null,null,null,null,null,null,null,null,null,null,null,null,null,null,null,null,null,null,"Конвектор внутрипольный Royal Thermo ATRIUM-190/200/800-DG-U-DB","НС-1477567","RT-A-190/200/800-DG-U-DB",3,5,9,13,17,20,22,190,200,800,"DG","U","DB",{"$f":"IF((IFERROR(IF(VLOOKUP(AK674,X:Y,2,0)=TRUE,1,0),0)+IFERROR(IF(VLOOKUP(AL674,X:Y,2,0)=TRUE,1,0),0)+IFERROR(IF(VLOOKUP(AN674,X:Y,2,0)=TRUE,1,0),0)+IFERROR(IF(VLOOKUP(AO674,X:Y,2,0)=TRUE,1,0),0)+IFERROR(IF(VLOOKUP(AP674,X:Y,2,0)=TRUE,1,0),0)+IF(AND(AM674>=Калькулятор!$C$14,AM674<=Калькулятор!$E$14),1,0)+IF(OR(AND(AS674>=Калькулятор!$C$11,AS674<=IF(ISBLANK(Калькулятор!$E$11),100000,Калькулятор!$E$11)),Калькулятор!$C$11&Калькулятор!$E$11=\"\"),1,0))=7,1,0)","v":0},{"$f":"SUM(AQ$2:AQ674)","v":240},{"$f":"IF(Калькулятор!$F$8<>70,ROUND(INDEX($C$6:$V$17,MATCH(AM674,$B$6:$B$17,0),MATCH(AK674&AL674,$C$2:$V$2,0))*(Калькулятор!$F$8/70)^справочно!$Y$2,0),ROUND(INDEX($C$6:$V$17,MATCH(AM674,$B$6:$B$17,0),MATCH(AK674&AL674,$C$2:$V$2,0)),0))","v":446},"ЗО",{"$f":"3.6*AV674/(4.19*(Калькулятор!$C$8-Калькулятор!$D$8))","v":38.336992840095462},{"$f":"IF(Калькулятор!$F$8<>70,INDEX($C$6:$V$17,MATCH(AM674,$B$6:$B$17,0),MATCH(AK674&AL674,$C$2:$V$2,0))*(Калькулятор!$F$8/70)^справочно!$Y$2,INDEX($C$6:$V$17,MATCH(AM674,$B$6:$B$17,0),MATCH(AK674&AL674,$C$2:$V$2,0)))","v":446.2}]
[null,null,null,null,null,null,null,null,null,null,null,null,null,null,null,null,null,null,null,null,null,null,null,null,null,null,"Конвектор внутрипольный Royal Thermo ATRIUM-190/200/1000-DG-U-DB","НС-1477534","RT-A-190/200/1000-DG-U-DB",3,5,9,13,18,21,23,190,200,1000,"DG","U","DB",{"$f":"IF((IFERROR(IF(VLOOKUP(AK675,X:Y,2,0)=TRUE,1,0),0)+IFERROR(IF(VLOOKUP(AL675,X:Y,2,0)=TRUE,1,0),0)+IFERROR(IF(VLOOKUP(AN675,X:Y,2,0)=TRUE,1,0),0)+IFERROR(IF(VLOOKUP(AO675,X:Y,2,0)=TRUE,1,0),0)+IFERROR(IF(VLOOKUP(AP675,X:Y,2,0)=TRUE,1,0),0)+IF(AND(AM675>=Калькулятор!$C$14,AM675<=Калькулятор!$E$14),1,0)+IF(OR(AND(AS675>=Калькулятор!$C$11,AS675<=IF(ISBLANK(Калькулятор!$E$11),100000,Калькулятор!$E$11)),Калькулятор!$C$11&Калькулятор!$E$11=\"\"),1,0))=7,1,0)","v":0},{"$f":"SUM(AQ$2:AQ675)","v":240},{"$f":"IF(Калькулятор!$F$8<>70,ROUND(INDEX($C$6:$V$17,MATCH(AM675,$B$6:$B$17,0),MATCH(AK675&AL675,$C$2:$V$2,0))*(Калькулятор!$F$8/70)^справочно!$Y$2,0),ROUND(INDEX($C$6:$V$17,MATCH(AM675,$B$6:$B$17,0),MATCH(AK675&AL675,$C$2:$V$2,0)),0))","v":616},"ЗО",{"$f":"3.6*AV675/(4.19*(Калькулятор!$C$8-Калькулятор!$D$8))","v":52.960381861575172},{"$f":"IF(Калькулятор!$F$8<>70,INDEX($C$6:$V$17,MATCH(AM675,$B$6:$B$17,0),MATCH(AK675&AL675,$C$2:$V$2,0))*(Калькулятор!$F$8/70)^справочно!$Y$2,INDEX($C$6:$V$17,MATCH(AM675,$B$6:$B$17,0),MATCH(AK675&AL675,$C$2:$V$2,0)))","v":616.4}]
[null,null,null,null,null,null,null,null,null,null,null,null,null,null,null,null,null,null,null,null,null,null,null,null,null,null,"Конвектор внутрипольный Royal Thermo ATRIUM-190/200/1200-DG-U-DB","НС-1477537","RT-A-190/200/1200-DG-U-DB",3,5,9,13,18,21,23,190,200,1200,"DG","U","DB",{"$f":"IF((IFERROR(IF(VLOOKUP(AK676,X:Y,2,0)=TRUE,1,0),0)+IFERROR(IF(VLOOKUP(AL676,X:Y,2,0)=TRUE,1,0),0)+IFERROR(IF(VLOOKUP(AN676,X:Y,2,0)=TRUE,1,0),0)+IFERROR(IF(VLOOKUP(AO676,X:Y,2,0)=TRUE,1,0),0)+IFERROR(IF(VLOOKUP(AP676,X:Y,2,0)=TRUE,1,0),0)+IF(AND(AM676>=Калькулятор!$C$14,AM676<=Калькулятор!$E$14),1,0)+IF(OR(AND(AS676>=Калькулятор!$C$11,AS676<=IF(ISBLANK(Калькулятор!$E$11),100000,Калькулятор!$E$11)),Калькулятор!$C$11&Калькулятор!$E$11=\"\"),1,0))=7,1,0)","v":0},{"$f":"SUM(AQ$2:AQ676)","v":240},{"$f":"IF(Калькулятор!$F$8<>70,ROUND(INDEX($C$6:$V$17,MATCH(AM676,$B$6:$B$17,0),MATCH(AK676&AL676,$C$2:$V$2,0))*(Калькулятор!$F$8/70)^справочно!$Y$2,0),ROUND(INDEX($C$6:$V$17,MATCH(AM676,$B$6:$B$17,0),MATCH(AK676&AL676,$C$2:$V$2,0)),0))","v":784},"ЗО",{"$f":"3.6*AV676/(4.19*(Калькулятор!$C$8-Калькулятор!$D$8))","v":67.386157517899747},{"$f":"IF(Калькулятор!$F$8<>70,INDEX($C$6:$V$17,MATCH(AM676,$B$6:$B$17,0),MATCH(AK676&AL676,$C$2:$V$2,0))*(Калькулятор!$F$8/70)^справочно!$Y$2,INDEX($C$6:$V$17,MATCH(AM676,$B$6:$B$17,0),MATCH(AK676&AL676,$C$2:$V$2,0)))","v":784.3}]
[null,null,null,null,null,null,null,null,null,null,null,null,null,null,null,null,null,null,null,null,null,null,null,null,null,null,"Конвектор внутрипольный Royal Thermo ATRIUM-190/200/1400-DG-U-DB","НС-1477540","RT-A-190/200/1400-DG-U-DB",3,5,9,13,18,21,23,190,200,1400,"DG","U","DB",{"$f":"IF((IFERROR(IF(VLOOKUP(AK677,X:Y,2,0)=TRUE,1,0),0)+IFERROR(IF(VLOOKUP(AL677,X:Y,2,0)=TRUE,1,0),0)+IFERROR(IF(VLOOKUP(AN677,X:Y,2,0)=TRUE,1,0),0)+IFERROR(IF(VLOOKUP(AO677,X:Y,2,0)=TRUE,1,0),0)+IFERROR(IF(VLOOKUP(AP677,X:Y,2,0)=TRUE,1,0),0)+IF(AND(AM677>=Калькулятор!$C$14,AM677<=Калькулятор!$E$14),1,0)+IF(OR(AND(AS677>=Калькулятор!$C$11,AS677<=IF(ISBLANK(Калькулятор!$E$11),100000,Калькулятор!$E$11)),Калькулятор!$C$11&Калькулятор!$E$11=\"\"),1,0))=7,1,0)","v":0},{"$f":"SUM(AQ$2:AQ677)","v":240},{"$f":"IF(Калькулятор!$F$8<>70,ROUND(INDEX($C$6:$V$17,MATCH(AM677,$B$6:$B$17,0),MATCH(AK677&AL677,$C$2:$V$2,0))*(Калькулятор!$F$8/70)^справочно!$Y$2,0),ROUND(INDEX($C$6:$V$17,MATCH(AM677,$B$6:$B$17,0),MATCH(AK677&AL677,$C$2:$V$2,0)),0))","v":953},"ЗО",{"$f":"3.6*AV677/(4.19*(Калькулятор!$C$8-Калькулятор!$D$8))","v":81.910739856801897},{"$f":"IF(Калькулятор!$F$8<>70,INDEX($C$6:$V$17,MATCH(AM677,$B$6:$B$17,0),MATCH(AK677&AL677,$C$2:$V$2,0))*(Калькулятор!$F$8/70)^справочно!$Y$2,INDEX($C$6:$V$17,MATCH(AM677,$B$6:$B$17,0),MATCH(AK677&AL677,$C$2:$V$2,0)))","v":953.34999999999991}]
[null,null,null,null,null,null,null,null,null,null,null,null,null,null,null,null,null,null,null,null,null,null,null,null,null,null,"Конвектор внутрипольный Royal Thermo ATRIUM-190/200/1600-DG-U-DB","НС-1477543","RT-A-190/200/1600-DG-U-DB",3,5,9,13,18,21,23,190,200,1600,"DG","U","DB",{"$f":"IF((IFERROR(IF(VLOOKUP(AK678,X:Y,2,0)=TRUE,1,0),0)+IFERROR(IF(VLOOKUP(AL678,X:Y,2,0)=TRUE,1,0),0)+IFERROR(IF(VLOOKUP(AN678,X:Y,2,0)=TRUE,1,0),0)+IFERROR(IF(VLOOKUP(AO678,X:Y,2,0)=TRUE,1,0),0)+IFERROR(IF(VLOOKUP(AP678,X:Y,2,0)=TRUE,1,0),0)+IF(AND(AM678>=Калькулятор!$C$14,AM678<=Калькулятор!$E$14),1,0)+IF(OR(AND(AS678>=Калькулятор!$C$11,AS678<=IF(ISBLANK(Калькулятор!$E$11),100000,Калькулятор!$E$11)),Калькулятор!$C$11&Калькулятор!$E$11=\"\"),1,0))=7,1,0)","v":0},{"$f":"SUM(AQ$2:AQ678)","v":240},{"$f":"IF(Калькулятор!$F$8<>70,ROUND(INDEX($C$6:$V$17,MATCH(AM678,$B$6:$B$17,0),MATCH(AK678&AL678,$C$2:$V$2,0))*(Калькулятор!$F$8/70)^справочно!$Y$2,0),ROUND(INDEX($C$6:$V$17,MATCH(AM678,$B$6:$B$17,0),MATCH(AK678&AL678,$C$2:$V$2,0)),0))","v":1124},"ЗО",{"$f":"3.6*AV678/(4.19*(Калькулятор!$C$8-Калькулятор!$D$8))","v":96.534128878281606},{"$f":"IF(Калькулятор!$F$8<>70,INDEX($C$6:$V$17,MATCH(AM678,$B$6:$B$17,0),MATCH(AK678&AL678,$C$2:$V$2,0))*(Калькулятор!$F$8/70)^справочно!$Y$2,INDEX($C$6:$V$17,MATCH(AM678,$B$6:$B$17,0),MATCH(AK678&AL678,$C$2:$V$2,0)))","v":1123.55}]
[null,null,null,null,null,null,null,null,null,null,null,null,null,null,null,null,null,null,null,null,null,null,null,null,null,null,"Конвектор внутрипольный Royal Thermo ATRIUM-190/200/1800-DG-U-DB","НС-1477546","RT-A-190/200/1800-DG-U-DB",3,5,9,13,18,21,23,190,200,1800,"DG","U","DB",{"$f":"IF((IFERROR(IF(VLOOKUP(AK679,X:Y,2,0)=TRUE,1,0),0)+IFERROR(IF(VLOOKUP(AL679,X:Y,2,0)=TRUE,1,0),0)+IFERROR(IF(VLOOKUP(AN679,X:Y,2,0)=TRUE,1,0),0)+IFERROR(IF(VLOOKUP(AO679,X:Y,2,0)=TRUE,1,0),0)+IFERROR(IF(VLOOKUP(AP679,X:Y,2,0)=TRUE,1,0),0)+IF(AND(AM679>=Калькулятор!$C$14,AM679<=Калькулятор!$E$14),1,0)+IF(OR(AND(AS679>=Калькулятор!$C$11,AS679<=IF(ISBLANK(Калькулятор!$E$11),100000,Калькулятор!$E$11)),Калькулятор!$C$11&Калькулятор!$E$11=\"\"),1,0))=7,1,0)","v":0},{"$f":"SUM(AQ$2:AQ679)","v":240},{"$f":"IF(Калькулятор!$F$8<>70,ROUND(INDEX($C$6:$V$17,MATCH(AM679,$B$6:$B$17,0),MATCH(AK679&AL679,$C$2:$V$2,0))*(Калькулятор!$F$8/70)^справочно!$Y$2,0),ROUND(INDEX($C$6:$V$17,MATCH(AM679,$B$6:$B$17,0),MATCH(AK679&AL679,$C$2:$V$2,0)),0))","v":1291},"ЗО",{"$f":"3.6*AV679/(4.19*(Калькулятор!$C$8-Калькулятор!$D$8))","v":110.95990453460618},{"$f":"IF(Калькулятор!$F$8<>70,INDEX($C$6:$V$17,MATCH(AM679,$B$6:$B$17,0),MATCH(AK679&AL679,$C$2:$V$2,0))*(Калькулятор!$F$8/70)^справочно!$Y$2,INDEX($C$6:$V$17,MATCH(AM679,$B$6:$B$17,0),MATCH(AK679&AL679,$C$2:$V$2,0)))","v":1291.4499999999998}]
[null,null,null,null,null,null,null,null,null,null,null,null,null,null,null,null,null,null,null,null,null,null,null,null,null,null,"Конвектор внутрипольный Royal Thermo ATRIUM-190/200/2000-DG-U-DB","НС-1477549","RT-A-190/200/2000-DG-U-DB",3,5,9,13,18,21,23,190,200,2000,"DG","U","DB",{"$f":"IF((IFERROR(IF(VLOOKUP(AK680,X:Y,2,0)=TRUE,1,0),0)+IFERROR(IF(VLOOKUP(AL680,X:Y,2,0)=TRUE,1,0),0)+IFERROR(IF(VLOOKUP(AN680,X:Y,2,0)=TRUE,1,0),0)+IFERROR(IF(VLOOKUP(AO680,X:Y,2,0)=TRUE,1,0),0)+IFERROR(IF(VLOOKUP(AP680,X:Y,2,0)=TRUE,1,0),0)+IF(AND(AM680>=Калькулятор!$C$14,AM680<=Калькулятор!$E$14),1,0)+IF(OR(AND(AS680>=Калькулятор!$C$11,AS680<=IF(ISBLANK(Калькулятор!$E$11),100000,Калькулятор!$E$11)),Калькулятор!$C$11&Калькулятор!$E$11=\"\"),1,0))=7,1,0)","v":0},{"$f":"SUM(AQ$2:AQ680)","v":240},{"$f":"IF(Калькулятор!$F$8<>70,ROUND(INDEX($C$6:$V$17,MATCH(AM680,$B$6:$B$17,0),MATCH(AK680&AL680,$C$2:$V$2,0))*(Калькулятор!$F$8/70)^справочно!$Y$2,0),ROUND(INDEX($C$6:$V$17,MATCH(AM680,$B$6:$B$17,0),MATCH(AK680&AL680,$C$2:$V$2,0)),0))","v":1461},"ЗО",{"$f":"3.6*AV680/(4.19*(Калькулятор!$C$8-Калькулятор!$D$8))","v":125.48448687350835},{"$f":"IF(Калькулятор!$F$8<>70,INDEX($C$6:$V$17,MATCH(AM680,$B$6:$B$17,0),MATCH(AK680&AL680,$C$2:$V$2,0))*(Калькулятор!$F$8/70)^справочно!$Y$2,INDEX($C$6:$V$17,MATCH(AM680,$B$6:$B$17,0),MATCH(AK680&AL680,$C$2:$V$2,0)))","v":1460.5}]
[null,null,null,null,null,null,null,null,null,null,null,null,null,null,null,null,null,null,null,null,null,null,null,null,null,null,"Конвектор внутрипольный Royal Thermo ATRIUM-190/200/2200-DG-U-DB","НС-1477552","RT-A-190/200/2200-DG-U-DB",3,5,9,13,18,21,23,190,200,2200,"DG","U","DB",{"$f":"IF((IFERROR(IF(VLOOKUP(AK681,X:Y,2,0)=TRUE,1,0),0)+IFERROR(IF(VLOOKUP(AL681,X:Y,2,0)=TRUE,1,0),0)+IFERROR(IF(VLOOKUP(AN681,X:Y,2,0)=TRUE,1,0),0)+IFERROR(IF(VLOOKUP(AO681,X:Y,2,0)=TRUE,1,0),0)+IFERROR(IF(VLOOKUP(AP681,X:Y,2,0)=TRUE,1,0),0)+IF(AND(AM681>=Калькулятор!$C$14,AM681<=Калькулятор!$E$14),1,0)+IF(OR(AND(AS681>=Калькулятор!$C$11,AS681<=IF(ISBLANK(Калькулятор!$E$11),100000,Калькулятор!$E$11)),Калькулятор!$C$11&Калькулятор!$E$11=\"\"),1,0))=7,1,0)","v":0},{"$f":"SUM(AQ$2:AQ681)","v":240},{"$f":"IF(Калькулятор!$F$8<>70,ROUND(INDEX($C$6:$V$17,MATCH(AM681,$B$6:$B$17,0),MATCH(AK681&AL681,$C$2:$V$2,0))*(Калькулятор!$F$8/70)^справочно!$Y$2,0),ROUND(INDEX($C$6:$V$17,MATCH(AM681,$B$6:$B$17,0),MATCH(AK681&AL681,$C$2:$V$2,0)),0))","v":1631},"ЗО",{"$f":"3.6*AV681/(4.19*(Калькулятор!$C$8-Калькулятор!$D$8))","v":140.10787589498804},{"$f":"IF(Калькулятор!$F$8<>70,INDEX($C$6:$V$17,MATCH(AM681,$B$6:$B$17,0),MATCH(AK681&AL681,$C$2:$V$2,0))*(Калькулятор!$F$8/70)^справочно!$Y$2,INDEX($C$6:$V$17,MATCH(AM681,$B$6:$B$17,0),MATCH(AK681&AL681,$C$2:$V$2,0)))","v":1630.6999999999998}]
[null,null,null,null,null,null,null,null,null,null,null,null,null,null,null,null,null,null,null,null,null,null,null,null,null,null,"Конвектор внутрипольный Royal Thermo ATRIUM-190/200/2400-DG-U-DB","НС-1477555","RT-A-190/200/2400-DG-U-DB",3,5,9,13,18,21,23,190,200,2400,"DG","U","DB",{"$f":"IF((IFERROR(IF(VLOOKUP(AK682,X:Y,2,0)=TRUE,1,0),0)+IFERROR(IF(VLOOKUP(AL682,X:Y,2,0)=TRUE,1,0),0)+IFERROR(IF(VLOOKUP(AN682,X:Y,2,0)=TRUE,1,0),0)+IFERROR(IF(VLOOKUP(AO682,X:Y,2,0)=TRUE,1,0),0)+IFERROR(IF(VLOOKUP(AP682,X:Y,2,0)=TRUE,1,0),0)+IF(AND(AM682>=Калькулятор!$C$14,AM682<=Калькулятор!$E$14),1,0)+IF(OR(AND(AS682>=Калькулятор!$C$11,AS682<=IF(ISBLANK(Калькулятор!$E$11),100000,Калькулятор!$E$11)),Калькулятор!$C$11&Калькулятор!$E$11=\"\"),1,0))=7,1,0)","v":0},{"$f":"SUM(AQ$2:AQ682)","v":240},{"$f":"IF(Калькулятор!$F$8<>70,ROUND(INDEX($C$6:$V$17,MATCH(AM682,$B$6:$B$17,0),MATCH(AK682&AL682,$C$2:$V$2,0))*(Калькулятор!$F$8/70)^справочно!$Y$2,0),ROUND(INDEX($C$6:$V$17,MATCH(AM682,$B$6:$B$17,0),MATCH(AK682&AL682,$C$2:$V$2,0)),0))","v":1799},"ЗО",{"$f":"3.6*AV682/(4.19*(Калькулятор!$C$8-Калькулятор!$D$8))","v":154.53365155131263},{"$f":"IF(Калькулятор!$F$8<>70,INDEX($C$6:$V$17,MATCH(AM682,$B$6:$B$17,0),MATCH(AK682&AL682,$C$2:$V$2,0))*(Калькулятор!$F$8/70)^справочно!$Y$2,INDEX($C$6:$V$17,MATCH(AM682,$B$6:$B$17,0),MATCH(AK682&AL682,$C$2:$V$2,0)))","v":1798.6}]
[null,null,null,null,null,null,null,null,null,null,null,null,null,null,null,null,null,null,null,null,null,null,null,null,null,null,"Конвектор внутрипольный Royal Thermo ATRIUM-190/200/2600-DG-U-DB","НС-1477558","RT-A-190/200/2600-DG-U-DB",3,5,9,13,18,21,23,190,200,2600,"DG","U","DB",{"$f":"IF((IFERROR(IF(VLOOKUP(AK683,X:Y,2,0)=TRUE,1,0),0)+IFERROR(IF(VLOOKUP(AL683,X:Y,2,0)=TRUE,1,0),0)+IFERROR(IF(VLOOKUP(AN683,X:Y,2,0)=TRUE,1,0),0)+IFERROR(IF(VLOOKUP(AO683,X:Y,2,0)=TRUE,1,0),0)+IFERROR(IF(VLOOKUP(AP683,X:Y,2,0)=TRUE,1,0),0)+IF(AND(AM683>=Калькулятор!$C$14,AM683<=Калькулятор!$E$14),1,0)+IF(OR(AND(AS683>=Калькулятор!$C$11,AS683<=IF(ISBLANK(Калькулятор!$E$11),100000,Калькулятор!$E$11)),Калькулятор!$C$11&Калькулятор!$E$11=\"\"),1,0))=7,1,0)","v":0},{"$f":"SUM(AQ$2:AQ683)","v":240},{"$f":"IF(Калькулятор!$F$8<>70,ROUND(INDEX($C$6:$V$17,MATCH(AM683,$B$6:$B$17,0),MATCH(AK683&AL683,$C$2:$V$2,0))*(Калькулятор!$F$8/70)^справочно!$Y$2,0),ROUND(INDEX($C$6:$V$17,MATCH(AM683,$B$6:$B$17,0),MATCH(AK683&AL683,$C$2:$V$2,0)),0))","v":1968},"ЗО",{"$f":"3.6*AV683/(4.19*(Калькулятор!$C$8-Калькулятор!$D$8))","v":169.05823389021478},{"$f":"IF(Калькулятор!$F$8<>70,INDEX($C$6:$V$17,MATCH(AM683,$B$6:$B$17,0),MATCH(AK683&AL683,$C$2:$V$2,0))*(Калькулятор!$F$8/70)^справочно!$Y$2,INDEX($C$6:$V$17,MATCH(AM683,$B$6:$B$17,0),MATCH(AK683&AL683,$C$2:$V$2,0)))","v":1967.6499999999999}]
[null,null,null,null,null,null,null,null,null,null,null,null,null,null,null,null,null,null,null,null,null,null,null,null,null,null,"Конвектор внутрипольный Royal Thermo ATRIUM-190/200/2800-DG-U-DB","НС-1477561","RT-A-190/200/2800-DG-U-DB",3,5,9,13,18,21,23,190,200,2800,"DG","U","DB",{"$f":"IF((IFERROR(IF(VLOOKUP(AK684,X:Y,2,0)=TRUE,1,0),0)+IFERROR(IF(VLOOKUP(AL684,X:Y,2,0)=TRUE,1,0),0)+IFERROR(IF(VLOOKUP(AN684,X:Y,2,0)=TRUE,1,0),0)+IFERROR(IF(VLOOKUP(AO684,X:Y,2,0)=TRUE,1,0),0)+IFERROR(IF(VLOOKUP(AP684,X:Y,2,0)=TRUE,1,0),0)+IF(AND(AM684>=Калькулятор!$C$14,AM684<=Калькулятор!$E$14),1,0)+IF(OR(AND(AS684>=Калькулятор!$C$11,AS684<=IF(ISBLANK(Калькулятор!$E$11),100000,Калькулятор!$E$11)),Калькулятор!$C$11&Калькулятор!$E$11=\"\"),1,0))=7,1,0)","v":0},{"$f":"SUM(AQ$2:AQ684)","v":240},{"$f":"IF(Калькулятор!$F$8<>70,ROUND(INDEX($C$6:$V$17,MATCH(AM684,$B$6:$B$17,0),MATCH(AK684&AL684,$C$2:$V$2,0))*(Калькулятор!$F$8/70)^справочно!$Y$2,0),ROUND(INDEX($C$6:$V$17,MATCH(AM684,$B$6:$B$17,0),MATCH(AK684&AL684,$C$2:$V$2,0)),0))","v":2137},"ЗО",{"$f":"3.6*AV684/(4.19*(Калькулятор!$C$8-Калькулятор!$D$8))","v":183.58281622911693},{"$f":"IF(Калькулятор!$F$8<>70,INDEX($C$6:$V$17,MATCH(AM684,$B$6:$B$17,0),MATCH(AK684&AL684,$C$2:$V$2,0))*(Калькулятор!$F$8/70)^справочно!$Y$2,INDEX($C$6:$V$17,MATCH(AM684,$B$6:$B$17,0),MATCH(AK684&AL684,$C$2:$V$2,0)))","v":2136.6999999999998}]
[null,null,null,null,null,null,null,null,null,null,null,null,null,null,null,null,null,null,null,null,null,null,null,null,null,null,"Конвектор внутрипольный Royal Thermo ATRIUM-190/200/3000-DG-U-DB","НС-1477564","RT-A-190/200/3000-DG-U-DB",3,5,9,13,18,21,23,190,200,3000,"DG","U","DB",{"$f":"IF((IFERROR(IF(VLOOKUP(AK685,X:Y,2,0)=TRUE,1,0),0)+IFERROR(IF(VLOOKUP(AL685,X:Y,2,0)=TRUE,1,0),0)+IFERROR(IF(VLOOKUP(AN685,X:Y,2,0)=TRUE,1,0),0)+IFERROR(IF(VLOOKUP(AO685,X:Y,2,0)=TRUE,1,0),0)+IFERROR(IF(VLOOKUP(AP685,X:Y,2,0)=TRUE,1,0),0)+IF(AND(AM685>=Калькулятор!$C$14,AM685<=Калькулятор!$E$14),1,0)+IF(OR(AND(AS685>=Калькулятор!$C$11,AS685<=IF(ISBLANK(Калькулятор!$E$11),100000,Калькулятор!$E$11)),Калькулятор!$C$11&Калькулятор!$E$11=\"\"),1,0))=7,1,0)","v":0},{"$f":"SUM(AQ$2:AQ685)","v":240},{"$f":"IF(Калькулятор!$F$8<>70,ROUND(INDEX($C$6:$V$17,MATCH(AM685,$B$6:$B$17,0),MATCH(AK685&AL685,$C$2:$V$2,0))*(Калькулятор!$F$8/70)^справочно!$Y$2,0),ROUND(INDEX($C$6:$V$17,MATCH(AM685,$B$6:$B$17,0),MATCH(AK685&AL685,$C$2:$V$2,0)),0))","v":2306},"ЗО",{"$f":"3.6*AV685/(4.19*(Калькулятор!$C$8-Калькулятор!$D$8))","v":198.10739856801908},{"$f":"IF(Калькулятор!$F$8<>70,INDEX($C$6:$V$17,MATCH(AM685,$B$6:$B$17,0),MATCH(AK685&AL685,$C$2:$V$2,0))*(Калькулятор!$F$8/70)^справочно!$Y$2,INDEX($C$6:$V$17,MATCH(AM685,$B$6:$B$17,0),MATCH(AK685&AL685,$C$2:$V$2,0)))","v":2305.75}]
[null,null,null,null,null,null,null,null,null,null,null,null,null,null,null,null,null,null,null,null,null,null,null,null,null,null,"Конвектор внутрипольный Royal Thermo ATRIUM-190/250/800-DG-U-DB","НС-1477606","RT-A-190/250/800-DG-U-DB",3,5,9,13,17,20,22,190,250,800,"DG","U","DB",{"$f":"IF((IFERROR(IF(VLOOKUP(AK686,X:Y,2,0)=TRUE,1,0),0)+IFERROR(IF(VLOOKUP(AL686,X:Y,2,0)=TRUE,1,0),0)+IFERROR(IF(VLOOKUP(AN686,X:Y,2,0)=TRUE,1,0),0)+IFERROR(IF(VLOOKUP(AO686,X:Y,2,0)=TRUE,1,0),0)+IFERROR(IF(VLOOKUP(AP686,X:Y,2,0)=TRUE,1,0),0)+IF(AND(AM686>=Калькулятор!$C$14,AM686<=Калькулятор!$E$14),1,0)+IF(OR(AND(AS686>=Калькулятор!$C$11,AS686<=IF(ISBLANK(Калькулятор!$E$11),100000,Калькулятор!$E$11)),Калькулятор!$C$11&Калькулятор!$E$11=\"\"),1,0))=7,1,0)","v":0},{"$f":"SUM(AQ$2:AQ686)","v":240},{"$f":"IF(Калькулятор!$F$8<>70,ROUND(INDEX($C$6:$V$17,MATCH(AM686,$B$6:$B$17,0),MATCH(AK686&AL686,$C$2:$V$2,0))*(Калькулятор!$F$8/70)^справочно!$Y$2,0),ROUND(INDEX($C$6:$V$17,MATCH(AM686,$B$6:$B$17,0),MATCH(AK686&AL686,$C$2:$V$2,0)),0))","v":519},"ЗО",{"$f":"3.6*AV686/(4.19*(Калькулятор!$C$8-Калькулятор!$D$8))","v":44.561813842482088},{"$f":"IF(Калькулятор!$F$8<>70,INDEX($C$6:$V$17,MATCH(AM686,$B$6:$B$17,0),MATCH(AK686&AL686,$C$2:$V$2,0))*(Калькулятор!$F$8/70)^справочно!$Y$2,INDEX($C$6:$V$17,MATCH(AM686,$B$6:$B$17,0),MATCH(AK686&AL686,$C$2:$V$2,0)))","v":518.65}]
[null,null,null,null,null,null,null,null,null,null,null,null,null,null,null,null,null,null,null,null,null,null,null,null,null,null,"Конвектор внутрипольный Royal Thermo ATRIUM-190/250/1000-DG-U-DB","НС-1477573","RT-A-190/250/1000-DG-U-DB",3,5,9,13,18,21,23,190,250,1000,"DG","U","DB",{"$f":"IF((IFERROR(IF(VLOOKUP(AK687,X:Y,2,0)=TRUE,1,0),0)+IFERROR(IF(VLOOKUP(AL687,X:Y,2,0)=TRUE,1,0),0)+IFERROR(IF(VLOOKUP(AN687,X:Y,2,0)=TRUE,1,0),0)+IFERROR(IF(VLOOKUP(AO687,X:Y,2,0)=TRUE,1,0),0)+IFERROR(IF(VLOOKUP(AP687,X:Y,2,0)=TRUE,1,0),0)+IF(AND(AM687>=Калькулятор!$C$14,AM687<=Калькулятор!$E$14),1,0)+IF(OR(AND(AS687>=Калькулятор!$C$11,AS687<=IF(ISBLANK(Калькулятор!$E$11),100000,Калькулятор!$E$11)),Калькулятор!$C$11&Калькулятор!$E$11=\"\"),1,0))=7,1,0)","v":0},{"$f":"SUM(AQ$2:AQ687)","v":240},{"$f":"IF(Калькулятор!$F$8<>70,ROUND(INDEX($C$6:$V$17,MATCH(AM687,$B$6:$B$17,0),MATCH(AK687&AL687,$C$2:$V$2,0))*(Калькулятор!$F$8/70)^справочно!$Y$2,0),ROUND(INDEX($C$6:$V$17,MATCH(AM687,$B$6:$B$17,0),MATCH(AK687&AL687,$C$2:$V$2,0)),0))","v":692},"ЗО",{"$f":"3.6*AV687/(4.19*(Калькулятор!$C$8-Калькулятор!$D$8))","v":59.481622911694494},{"$f":"IF(Калькулятор!$F$8<>70,INDEX($C$6:$V$17,MATCH(AM687,$B$6:$B$17,0),MATCH(AK687&AL687,$C$2:$V$2,0))*(Калькулятор!$F$8/70)^справочно!$Y$2,INDEX($C$6:$V$17,MATCH(AM687,$B$6:$B$17,0),MATCH(AK687&AL687,$C$2:$V$2,0)))","v":692.3}]
[null,null,null,null,null,null,null,null,null,null,null,null,null,null,null,null,null,null,null,null,null,null,null,null,null,null,"Конвектор внутрипольный Royal Thermo ATRIUM-190/250/1200-DG-U-DB","НС-1477576","RT-A-190/250/1200-DG-U-DB",3,5,9,13,18,21,23,190,250,1200,"DG","U","DB",{"$f":"IF((IFERROR(IF(VLOOKUP(AK688,X:Y,2,0)=TRUE,1,0),0)+IFERROR(IF(VLOOKUP(AL688,X:Y,2,0)=TRUE,1,0),0)+IFERROR(IF(VLOOKUP(AN688,X:Y,2,0)=TRUE,1,0),0)+IFERROR(IF(VLOOKUP(AO688,X:Y,2,0)=TRUE,1,0),0)+IFERROR(IF(VLOOKUP(AP688,X:Y,2,0)=TRUE,1,0),0)+IF(AND(AM688>=Калькулятор!$C$14,AM688<=Калькулятор!$E$14),1,0)+IF(OR(AND(AS688>=Калькулятор!$C$11,AS688<=IF(ISBLANK(Калькулятор!$E$11),100000,Калькулятор!$E$11)),Калькулятор!$C$11&Калькулятор!$E$11=\"\"),1,0))=7,1,0)","v":0},{"$f":"SUM(AQ$2:AQ688)","v":240},{"$f":"IF(Калькулятор!$F$8<>70,ROUND(INDEX($C$6:$V$17,MATCH(AM688,$B$6:$B$17,0),MATCH(AK688&AL688,$C$2:$V$2,0))*(Калькулятор!$F$8/70)^справочно!$Y$2,0),ROUND(INDEX($C$6:$V$17,MATCH(AM688,$B$6:$B$17,0),MATCH(AK688&AL688,$C$2:$V$2,0)),0))","v":866},"ЗО",{"$f":"3.6*AV688/(4.19*(Калькулятор!$C$8-Калькулятор!$D$8))","v":74.401431980906906},{"$f":"IF(Калькулятор!$F$8<>70,INDEX($C$6:$V$17,MATCH(AM688,$B$6:$B$17,0),MATCH(AK688&AL688,$C$2:$V$2,0))*(Калькулятор!$F$8/70)^справочно!$Y$2,INDEX($C$6:$V$17,MATCH(AM688,$B$6:$B$17,0),MATCH(AK688&AL688,$C$2:$V$2,0)))","v":865.94999999999993}]
[null,null,null,null,null,null,null,null,null,null,null,null,null,null,null,null,null,null,null,null,null,null,null,null,null,null,"Конвектор внутрипольный Royal Thermo ATRIUM-190/250/1400-DG-U-DB","НС-1477579","RT-A-190/250/1400-DG-U-DB",3,5,9,13,18,21,23,190,250,1400,"DG","U","DB",{"$f":"IF((IFERROR(IF(VLOOKUP(AK689,X:Y,2,0)=TRUE,1,0),0)+IFERROR(IF(VLOOKUP(AL689,X:Y,2,0)=TRUE,1,0),0)+IFERROR(IF(VLOOKUP(AN689,X:Y,2,0)=TRUE,1,0),0)+IFERROR(IF(VLOOKUP(AO689,X:Y,2,0)=TRUE,1,0),0)+IFERROR(IF(VLOOKUP(AP689,X:Y,2,0)=TRUE,1,0),0)+IF(AND(AM689>=Калькулятор!$C$14,AM689<=Калькулятор!$E$14),1,0)+IF(OR(AND(AS689>=Калькулятор!$C$11,AS689<=IF(ISBLANK(Калькулятор!$E$11),100000,Калькулятор!$E$11)),Калькулятор!$C$11&Калькулятор!$E$11=\"\"),1,0))=7,1,0)","v":0},{"$f":"SUM(AQ$2:AQ689)","v":240},{"$f":"IF(Калькулятор!$F$8<>70,ROUND(INDEX($C$6:$V$17,MATCH(AM689,$B$6:$B$17,0),MATCH(AK689&AL689,$C$2:$V$2,0))*(Калькулятор!$F$8/70)^справочно!$Y$2,0),ROUND(INDEX($C$6:$V$17,MATCH(AM689,$B$6:$B$17,0),MATCH(AK689&AL689,$C$2:$V$2,0)),0))","v":1038},"ЗО",{"$f":"3.6*AV689/(4.19*(Калькулятор!$C$8-Калькулятор!$D$8))","v":89.222434367541751},{"$f":"IF(Калькулятор!$F$8<>70,INDEX($C$6:$V$17,MATCH(AM689,$B$6:$B$17,0),MATCH(AK689&AL689,$C$2:$V$2,0))*(Калькулятор!$F$8/70)^справочно!$Y$2,INDEX($C$6:$V$17,MATCH(AM689,$B$6:$B$17,0),MATCH(AK689&AL689,$C$2:$V$2,0)))","v":1038.4499999999998}]
[null,null,null,null,null,null,null,null,null,null,null,null,null,null,null,null,null,null,null,null,null,null,null,null,null,null,"Конвектор внутрипольный Royal Thermo ATRIUM-190/250/1600-DG-U-DB","НС-1477582","RT-A-190/250/1600-DG-U-DB",3,5,9,13,18,21,23,190,250,1600,"DG","U","DB",{"$f":"IF((IFERROR(IF(VLOOKUP(AK690,X:Y,2,0)=TRUE,1,0),0)+IFERROR(IF(VLOOKUP(AL690,X:Y,2,0)=TRUE,1,0),0)+IFERROR(IF(VLOOKUP(AN690,X:Y,2,0)=TRUE,1,0),0)+IFERROR(IF(VLOOKUP(AO690,X:Y,2,0)=TRUE,1,0),0)+IFERROR(IF(VLOOKUP(AP690,X:Y,2,0)=TRUE,1,0),0)+IF(AND(AM690>=Калькулятор!$C$14,AM690<=Калькулятор!$E$14),1,0)+IF(OR(AND(AS690>=Калькулятор!$C$11,AS690<=IF(ISBLANK(Калькулятор!$E$11),100000,Калькулятор!$E$11)),Калькулятор!$C$11&Калькулятор!$E$11=\"\"),1,0))=7,1,0)","v":0},{"$f":"SUM(AQ$2:AQ690)","v":240},{"$f":"IF(Калькулятор!$F$8<>70,ROUND(INDEX($C$6:$V$17,MATCH(AM690,$B$6:$B$17,0),MATCH(AK690&AL690,$C$2:$V$2,0))*(Калькулятор!$F$8/70)^справочно!$Y$2,0),ROUND(INDEX($C$6:$V$17,MATCH(AM690,$B$6:$B$17,0),MATCH(AK690&AL690,$C$2:$V$2,0)),0))","v":1212},"ЗО",{"$f":"3.6*AV690/(4.19*(Калькулятор!$C$8-Калькулятор!$D$8))","v":104.14224343675416},{"$f":"IF(Калькулятор!$F$8<>70,INDEX($C$6:$V$17,MATCH(AM690,$B$6:$B$17,0),MATCH(AK690&AL690,$C$2:$V$2,0))*(Калькулятор!$F$8/70)^справочно!$Y$2,INDEX($C$6:$V$17,MATCH(AM690,$B$6:$B$17,0),MATCH(AK690&AL690,$C$2:$V$2,0)))","v":1212.0999999999999}]
[null,null,null,null,null,null,null,null,null,null,null,null,null,null,null,null,null,null,null,null,null,null,null,null,null,null,"Конвектор внутрипольный Royal Thermo ATRIUM-190/250/1800-DG-U-DB","НС-1477585","RT-A-190/250/1800-DG-U-DB",3,5,9,13,18,21,23,190,250,1800,"DG","U","DB",{"$f":"IF((IFERROR(IF(VLOOKUP(AK691,X:Y,2,0)=TRUE,1,0),0)+IFERROR(IF(VLOOKUP(AL691,X:Y,2,0)=TRUE,1,0),0)+IFERROR(IF(VLOOKUP(AN691,X:Y,2,0)=TRUE,1,0),0)+IFERROR(IF(VLOOKUP(AO691,X:Y,2,0)=TRUE,1,0),0)+IFERROR(IF(VLOOKUP(AP691,X:Y,2,0)=TRUE,1,0),0)+IF(AND(AM691>=Калькулятор!$C$14,AM691<=Калькулятор!$E$14),1,0)+IF(OR(AND(AS691>=Калькулятор!$C$11,AS691<=IF(ISBLANK(Калькулятор!$E$11),100000,Калькулятор!$E$11)),Калькулятор!$C$11&Калькулятор!$E$11=\"\"),1,0))=7,1,0)","v":0},{"$f":"SUM(AQ$2:AQ691)","v":240},{"$f":"IF(Калькулятор!$F$8<>70,ROUND(INDEX($C$6:$V$17,MATCH(AM691,$B$6:$B$17,0),MATCH(AK691&AL691,$C$2:$V$2,0))*(Калькулятор!$F$8/70)^справочно!$Y$2,0),ROUND(INDEX($C$6:$V$17,MATCH(AM691,$B$6:$B$17,0),MATCH(AK691&AL691,$C$2:$V$2,0)),0))","v":1387},"ЗО",{"$f":"3.6*AV691/(4.19*(Калькулятор!$C$8-Калькулятор!$D$8))","v":119.16085918854412},{"$f":"IF(Калькулятор!$F$8<>70,INDEX($C$6:$V$17,MATCH(AM691,$B$6:$B$17,0),MATCH(AK691&AL691,$C$2:$V$2,0))*(Калькулятор!$F$8/70)^справочно!$Y$2,INDEX($C$6:$V$17,MATCH(AM691,$B$6:$B$17,0),MATCH(AK691&AL691,$C$2:$V$2,0)))","v":1386.8999999999999}]
[null,null,null,null,null,null,null,null,null,null,null,null,null,null,null,null,null,null,null,null,null,null,null,null,null,null,"Конвектор внутрипольный Royal Thermo ATRIUM-190/250/2000-DG-U-DB","НС-1477588","RT-A-190/250/2000-DG-U-DB",3,5,9,13,18,21,23,190,250,2000,"DG","U","DB",{"$f":"IF((IFERROR(IF(VLOOKUP(AK692,X:Y,2,0)=TRUE,1,0),0)+IFERROR(IF(VLOOKUP(AL692,X:Y,2,0)=TRUE,1,0),0)+IFERROR(IF(VLOOKUP(AN692,X:Y,2,0)=TRUE,1,0),0)+IFERROR(IF(VLOOKUP(AO692,X:Y,2,0)=TRUE,1,0),0)+IFERROR(IF(VLOOKUP(AP692,X:Y,2,0)=TRUE,1,0),0)+IF(AND(AM692>=Калькулятор!$C$14,AM692<=Калькулятор!$E$14),1,0)+IF(OR(AND(AS692>=Калькулятор!$C$11,AS692<=IF(ISBLANK(Калькулятор!$E$11),100000,Калькулятор!$E$11)),Калькулятор!$C$11&Калькулятор!$E$11=\"\"),1,0))=7,1,0)","v":0},{"$f":"SUM(AQ$2:AQ692)","v":240},{"$f":"IF(Калькулятор!$F$8<>70,ROUND(INDEX($C$6:$V$17,MATCH(AM692,$B$6:$B$17,0),MATCH(AK692&AL692,$C$2:$V$2,0))*(Калькулятор!$F$8/70)^справочно!$Y$2,0),ROUND(INDEX($C$6:$V$17,MATCH(AM692,$B$6:$B$17,0),MATCH(AK692&AL692,$C$2:$V$2,0)),0))","v":1561},"ЗО",{"$f":"3.6*AV692/(4.19*(Калькулятор!$C$8-Калькулятор!$D$8))","v":134.08066825775654},{"$f":"IF(Калькулятор!$F$8<>70,INDEX($C$6:$V$17,MATCH(AM692,$B$6:$B$17,0),MATCH(AK692&AL692,$C$2:$V$2,0))*(Калькулятор!$F$8/70)^справочно!$Y$2,INDEX($C$6:$V$17,MATCH(AM692,$B$6:$B$17,0),MATCH(AK692&AL692,$C$2:$V$2,0)))","v":1560.55}]
[null,null,null,null,null,null,null,null,null,null,null,null,null,null,null,null,null,null,null,null,null,null,null,null,null,null,"Конвектор внутрипольный Royal Thermo ATRIUM-190/250/2200-DG-U-DB","НС-1477591","RT-A-190/250/2200-DG-U-DB",3,5,9,13,18,21,23,190,250,2200,"DG","U","DB",{"$f":"IF((IFERROR(IF(VLOOKUP(AK693,X:Y,2,0)=TRUE,1,0),0)+IFERROR(IF(VLOOKUP(AL693,X:Y,2,0)=TRUE,1,0),0)+IFERROR(IF(VLOOKUP(AN693,X:Y,2,0)=TRUE,1,0),0)+IFERROR(IF(VLOOKUP(AO693,X:Y,2,0)=TRUE,1,0),0)+IFERROR(IF(VLOOKUP(AP693,X:Y,2,0)=TRUE,1,0),0)+IF(AND(AM693>=Калькулятор!$C$14,AM693<=Калькулятор!$E$14),1,0)+IF(OR(AND(AS693>=Калькулятор!$C$11,AS693<=IF(ISBLANK(Калькулятор!$E$11),100000,Калькулятор!$E$11)),Калькулятор!$C$11&Калькулятор!$E$11=\"\"),1,0))=7,1,0)","v":0},{"$f":"SUM(AQ$2:AQ693)","v":240},{"$f":"IF(Калькулятор!$F$8<>70,ROUND(INDEX($C$6:$V$17,MATCH(AM693,$B$6:$B$17,0),MATCH(AK693&AL693,$C$2:$V$2,0))*(Калькулятор!$F$8/70)^справочно!$Y$2,0),ROUND(INDEX($C$6:$V$17,MATCH(AM693,$B$6:$B$17,0),MATCH(AK693&AL693,$C$2:$V$2,0)),0))","v":1734},"ЗО",{"$f":"3.6*AV693/(4.19*(Калькулятор!$C$8-Калькулятор!$D$8))","v":149.00047732696896},{"$f":"IF(Калькулятор!$F$8<>70,INDEX($C$6:$V$17,MATCH(AM693,$B$6:$B$17,0),MATCH(AK693&AL693,$C$2:$V$2,0))*(Калькулятор!$F$8/70)^справочно!$Y$2,INDEX($C$6:$V$17,MATCH(AM693,$B$6:$B$17,0),MATCH(AK693&AL693,$C$2:$V$2,0)))","v":1734.1999999999998}]
[null,null,null,null,null,null,null,null,null,null,null,null,null,null,null,null,null,null,null,null,null,null,null,null,null,null,"Конвектор внутрипольный Royal Thermo ATRIUM-190/250/2400-DG-U-DB","НС-1477594","RT-A-190/250/2400-DG-U-DB",3,5,9,13,18,21,23,190,250,2400,"DG","U","DB",{"$f":"IF((IFERROR(IF(VLOOKUP(AK694,X:Y,2,0)=TRUE,1,0),0)+IFERROR(IF(VLOOKUP(AL694,X:Y,2,0)=TRUE,1,0),0)+IFERROR(IF(VLOOKUP(AN694,X:Y,2,0)=TRUE,1,0),0)+IFERROR(IF(VLOOKUP(AO694,X:Y,2,0)=TRUE,1,0),0)+IFERROR(IF(VLOOKUP(AP694,X:Y,2,0)=TRUE,1,0),0)+IF(AND(AM694>=Калькулятор!$C$14,AM694<=Калькулятор!$E$14),1,0)+IF(OR(AND(AS694>=Калькулятор!$C$11,AS694<=IF(ISBLANK(Калькулятор!$E$11),100000,Калькулятор!$E$11)),Калькулятор!$C$11&Калькулятор!$E$11=\"\"),1,0))=7,1,0)","v":0},{"$f":"SUM(AQ$2:AQ694)","v":240},{"$f":"IF(Калькулятор!$F$8<>70,ROUND(INDEX($C$6:$V$17,MATCH(AM694,$B$6:$B$17,0),MATCH(AK694&AL694,$C$2:$V$2,0))*(Калькулятор!$F$8/70)^справочно!$Y$2,0),ROUND(INDEX($C$6:$V$17,MATCH(AM694,$B$6:$B$17,0),MATCH(AK694&AL694,$C$2:$V$2,0)),0))","v":1947},"ЗО",{"$f":"3.6*AV694/(4.19*(Калькулятор!$C$8-Калькулятор!$D$8))","v":167.27971360381858},{"$f":"IF(Калькулятор!$F$8<>70,INDEX($C$6:$V$17,MATCH(AM694,$B$6:$B$17,0),MATCH(AK694&AL694,$C$2:$V$2,0))*(Калькулятор!$F$8/70)^справочно!$Y$2,INDEX($C$6:$V$17,MATCH(AM694,$B$6:$B$17,0),MATCH(AK694&AL694,$C$2:$V$2,0)))","v":1946.9499999999998}]
[null,null,null,null,null,null,null,null,null,null,null,null,null,null,null,null,null,null,null,null,null,null,null,null,null,null,"Конвектор внутрипольный Royal Thermo ATRIUM-190/250/2600-DG-U-DB","НС-1477597","RT-A-190/250/2600-DG-U-DB",3,5,9,13,18,21,23,190,250,2600,"DG","U","DB",{"$f":"IF((IFERROR(IF(VLOOKUP(AK695,X:Y,2,0)=TRUE,1,0),0)+IFERROR(IF(VLOOKUP(AL695,X:Y,2,0)=TRUE,1,0),0)+IFERROR(IF(VLOOKUP(AN695,X:Y,2,0)=TRUE,1,0),0)+IFERROR(IF(VLOOKUP(AO695,X:Y,2,0)=TRUE,1,0),0)+IFERROR(IF(VLOOKUP(AP695,X:Y,2,0)=TRUE,1,0),0)+IF(AND(AM695>=Калькулятор!$C$14,AM695<=Калькулятор!$E$14),1,0)+IF(OR(AND(AS695>=Калькулятор!$C$11,AS695<=IF(ISBLANK(Калькулятор!$E$11),100000,Калькулятор!$E$11)),Калькулятор!$C$11&Калькулятор!$E$11=\"\"),1,0))=7,1,0)","v":0},{"$f":"SUM(AQ$2:AQ695)","v":240},{"$f":"IF(Калькулятор!$F$8<>70,ROUND(INDEX($C$6:$V$17,MATCH(AM695,$B$6:$B$17,0),MATCH(AK695&AL695,$C$2:$V$2,0))*(Калькулятор!$F$8/70)^справочно!$Y$2,0),ROUND(INDEX($C$6:$V$17,MATCH(AM695,$B$6:$B$17,0),MATCH(AK695&AL695,$C$2:$V$2,0)),0))","v":2121},"ЗО",{"$f":"3.6*AV695/(4.19*(Калькулятор!$C$8-Калькулятор!$D$8))","v":182.199522673031},{"$f":"IF(Калькулятор!$F$8<>70,INDEX($C$6:$V$17,MATCH(AM695,$B$6:$B$17,0),MATCH(AK695&AL695,$C$2:$V$2,0))*(Калькулятор!$F$8/70)^справочно!$Y$2,INDEX($C$6:$V$17,MATCH(AM695,$B$6:$B$17,0),MATCH(AK695&AL695,$C$2:$V$2,0)))","v":2120.6}]
[null,null,null,null,null,null,null,null,null,null,null,null,null,null,null,null,null,null,null,null,null,null,null,null,null,null,"Конвектор внутрипольный Royal Thermo ATRIUM-190/250/2800-DG-U-DB","НС-1477600","RT-A-190/250/2800-DG-U-DB",3,5,9,13,18,21,23,190,250,2800,"DG","U","DB",{"$f":"IF((IFERROR(IF(VLOOKUP(AK696,X:Y,2,0)=TRUE,1,0),0)+IFERROR(IF(VLOOKUP(AL696,X:Y,2,0)=TRUE,1,0),0)+IFERROR(IF(VLOOKUP(AN696,X:Y,2,0)=TRUE,1,0),0)+IFERROR(IF(VLOOKUP(AO696,X:Y,2,0)=TRUE,1,0),0)+IFERROR(IF(VLOOKUP(AP696,X:Y,2,0)=TRUE,1,0),0)+IF(AND(AM696>=Калькулятор!$C$14,AM696<=Калькулятор!$E$14),1,0)+IF(OR(AND(AS696>=Калькулятор!$C$11,AS696<=IF(ISBLANK(Калькулятор!$E$11),100000,Калькулятор!$E$11)),Калькулятор!$C$11&Калькулятор!$E$11=\"\"),1,0))=7,1,0)","v":0},{"$f":"SUM(AQ$2:AQ696)","v":240},{"$f":"IF(Калькулятор!$F$8<>70,ROUND(INDEX($C$6:$V$17,MATCH(AM696,$B$6:$B$17,0),MATCH(AK696&AL696,$C$2:$V$2,0))*(Калькулятор!$F$8/70)^справочно!$Y$2,0),ROUND(INDEX($C$6:$V$17,MATCH(AM696,$B$6:$B$17,0),MATCH(AK696&AL696,$C$2:$V$2,0)),0))","v":2294},"ЗО",{"$f":"3.6*AV696/(4.19*(Калькулятор!$C$8-Калькулятор!$D$8))","v":197.11933174224345},{"$f":"IF(Калькулятор!$F$8<>70,INDEX($C$6:$V$17,MATCH(AM696,$B$6:$B$17,0),MATCH(AK696&AL696,$C$2:$V$2,0))*(Калькулятор!$F$8/70)^справочно!$Y$2,INDEX($C$6:$V$17,MATCH(AM696,$B$6:$B$17,0),MATCH(AK696&AL696,$C$2:$V$2,0)))","v":2294.25}]
[null,null,null,null,null,null,null,null,null,null,null,null,null,null,null,null,null,null,null,null,null,null,null,null,null,null,"Конвектор внутрипольный Royal Thermo ATRIUM-190/250/3000-DG-U-DB","НС-1477603","RT-A-190/250/3000-DG-U-DB",3,5,9,13,18,21,23,190,250,3000,"DG","U","DB",{"$f":"IF((IFERROR(IF(VLOOKUP(AK697,X:Y,2,0)=TRUE,1,0),0)+IFERROR(IF(VLOOKUP(AL697,X:Y,2,0)=TRUE,1,0),0)+IFERROR(IF(VLOOKUP(AN697,X:Y,2,0)=TRUE,1,0),0)+IFERROR(IF(VLOOKUP(AO697,X:Y,2,0)=TRUE,1,0),0)+IFERROR(IF(VLOOKUP(AP697,X:Y,2,0)=TRUE,1,0),0)+IF(AND(AM697>=Калькулятор!$C$14,AM697<=Калькулятор!$E$14),1,0)+IF(OR(AND(AS697>=Калькулятор!$C$11,AS697<=IF(ISBLANK(Калькулятор!$E$11),100000,Калькулятор!$E$11)),Калькулятор!$C$11&Калькулятор!$E$11=\"\"),1,0))=7,1,0)","v":0},{"$f":"SUM(AQ$2:AQ697)","v":240},{"$f":"IF(Калькулятор!$F$8<>70,ROUND(INDEX($C$6:$V$17,MATCH(AM697,$B$6:$B$17,0),MATCH(AK697&AL697,$C$2:$V$2,0))*(Калькулятор!$F$8/70)^справочно!$Y$2,0),ROUND(INDEX($C$6:$V$17,MATCH(AM697,$B$6:$B$17,0),MATCH(AK697&AL697,$C$2:$V$2,0)),0))","v":2468},"ЗО",{"$f":"3.6*AV697/(4.19*(Калькулятор!$C$8-Калькулятор!$D$8))","v":212.03914081145578},{"$f":"IF(Калькулятор!$F$8<>70,INDEX($C$6:$V$17,MATCH(AM697,$B$6:$B$17,0),MATCH(AK697&AL697,$C$2:$V$2,0))*(Калькулятор!$F$8/70)^справочно!$Y$2,INDEX($C$6:$V$17,MATCH(AM697,$B$6:$B$17,0),MATCH(AK697&AL697,$C$2:$V$2,0)))","v":2467.8999999999996}]
[null,null,null,null,null,null,null,null,null,null,null,null,null,null,null,null,null,null,null,null,null,null,null,null,null,null,"Конвектор внутрипольный Royal Thermo ATRIUM-190/300/800-DG-U-DB","НС-1477645","RT-A-190/300/800-DG-U-DB",3,5,9,13,17,20,22,190,300,800,"DG","U","DB",{"$f":"IF((IFERROR(IF(VLOOKUP(AK698,X:Y,2,0)=TRUE,1,0),0)+IFERROR(IF(VLOOKUP(AL698,X:Y,2,0)=TRUE,1,0),0)+IFERROR(IF(VLOOKUP(AN698,X:Y,2,0)=TRUE,1,0),0)+IFERROR(IF(VLOOKUP(AO698,X:Y,2,0)=TRUE,1,0),0)+IFERROR(IF(VLOOKUP(AP698,X:Y,2,0)=TRUE,1,0),0)+IF(AND(AM698>=Калькулятор!$C$14,AM698<=Калькулятор!$E$14),1,0)+IF(OR(AND(AS698>=Калькулятор!$C$11,AS698<=IF(ISBLANK(Калькулятор!$E$11),100000,Калькулятор!$E$11)),Калькулятор!$C$11&Калькулятор!$E$11=\"\"),1,0))=7,1,0)","v":0},{"$f":"SUM(AQ$2:AQ698)","v":240},{"$f":"IF(Калькулятор!$F$8<>70,ROUND(INDEX($C$6:$V$17,MATCH(AM698,$B$6:$B$17,0),MATCH(AK698&AL698,$C$2:$V$2,0))*(Калькулятор!$F$8/70)^справочно!$Y$2,0),ROUND(INDEX($C$6:$V$17,MATCH(AM698,$B$6:$B$17,0),MATCH(AK698&AL698,$C$2:$V$2,0)),0))","v":817},"ЗО",{"$f":"3.6*AV698/(4.19*(Калькулятор!$C$8-Калькулятор!$D$8))","v":70.152744630071581},{"$f":"IF(Калькулятор!$F$8<>70,INDEX($C$6:$V$17,MATCH(AM698,$B$6:$B$17,0),MATCH(AK698&AL698,$C$2:$V$2,0))*(Калькулятор!$F$8/70)^справочно!$Y$2,INDEX($C$6:$V$17,MATCH(AM698,$B$6:$B$17,0),MATCH(AK698&AL698,$C$2:$V$2,0)))","v":816.49999999999989}]
[null,null,null,null,null,null,null,null,null,null,null,null,null,null,null,null,null,null,null,null,null,null,null,null,null,null,"Конвектор внутрипольный Royal Thermo ATRIUM-190/300/1000-DG-U-DB","НС-1477612","RT-A-190/300/1000-DG-U-DB",3,5,9,13,18,21,23,190,300,1000,"DG","U","DB",{"$f":"IF((IFERROR(IF(VLOOKUP(AK699,X:Y,2,0)=TRUE,1,0),0)+IFERROR(IF(VLOOKUP(AL699,X:Y,2,0)=TRUE,1,0),0)+IFERROR(IF(VLOOKUP(AN699,X:Y,2,0)=TRUE,1,0),0)+IFERROR(IF(VLOOKUP(AO699,X:Y,2,0)=TRUE,1,0),0)+IFERROR(IF(VLOOKUP(AP699,X:Y,2,0)=TRUE,1,0),0)+IF(AND(AM699>=Калькулятор!$C$14,AM699<=Калькулятор!$E$14),1,0)+IF(OR(AND(AS699>=Калькулятор!$C$11,AS699<=IF(ISBLANK(Калькулятор!$E$11),100000,Калькулятор!$E$11)),Калькулятор!$C$11&Калькулятор!$E$11=\"\"),1,0))=7,1,0)","v":0},{"$f":"SUM(AQ$2:AQ699)","v":240},{"$f":"IF(Калькулятор!$F$8<>70,ROUND(INDEX($C$6:$V$17,MATCH(AM699,$B$6:$B$17,0),MATCH(AK699&AL699,$C$2:$V$2,0))*(Калькулятор!$F$8/70)^справочно!$Y$2,0),ROUND(INDEX($C$6:$V$17,MATCH(AM699,$B$6:$B$17,0),MATCH(AK699&AL699,$C$2:$V$2,0)),0))","v":1052},"ЗО",{"$f":"3.6*AV699/(4.19*(Калькулятор!$C$8-Калькулятор!$D$8))","v":90.408114558472533},{"$f":"IF(Калькулятор!$F$8<>70,INDEX($C$6:$V$17,MATCH(AM699,$B$6:$B$17,0),MATCH(AK699&AL699,$C$2:$V$2,0))*(Калькулятор!$F$8/70)^справочно!$Y$2,INDEX($C$6:$V$17,MATCH(AM699,$B$6:$B$17,0),MATCH(AK699&AL699,$C$2:$V$2,0)))","v":1052.25}]
[null,null,null,null,null,null,null,null,null,null,null,null,null,null,null,null,null,null,null,null,null,null,null,null,null,null,"Конвектор внутрипольный Royal Thermo ATRIUM-190/300/1200-DG-U-DB","НС-1477615","RT-A-190/300/1200-DG-U-DB",3,5,9,13,18,21,23,190,300,1200,"DG","U","DB",{"$f":"IF((IFERROR(IF(VLOOKUP(AK700,X:Y,2,0)=TRUE,1,0),0)+IFERROR(IF(VLOOKUP(AL700,X:Y,2,0)=TRUE,1,0),0)+IFERROR(IF(VLOOKUP(AN700,X:Y,2,0)=TRUE,1,0),0)+IFERROR(IF(VLOOKUP(AO700,X:Y,2,0)=TRUE,1,0),0)+IFERROR(IF(VLOOKUP(AP700,X:Y,2,0)=TRUE,1,0),0)+IF(AND(AM700>=Калькулятор!$C$14,AM700<=Калькулятор!$E$14),1,0)+IF(OR(AND(AS700>=Калькулятор!$C$11,AS700<=IF(ISBLANK(Калькулятор!$E$11),100000,Калькулятор!$E$11)),Калькулятор!$C$11&Калькулятор!$E$11=\"\"),1,0))=7,1,0)","v":0},{"$f":"SUM(AQ$2:AQ700)","v":240},{"$f":"IF(Калькулятор!$F$8<>70,ROUND(INDEX($C$6:$V$17,MATCH(AM700,$B$6:$B$17,0),MATCH(AK700&AL700,$C$2:$V$2,0))*(Калькулятор!$F$8/70)^справочно!$Y$2,0),ROUND(INDEX($C$6:$V$17,MATCH(AM700,$B$6:$B$17,0),MATCH(AK700&AL700,$C$2:$V$2,0)),0))","v":1287},"ЗО",{"$f":"3.6*AV700/(4.19*(Калькулятор!$C$8-Калькулятор!$D$8))","v":110.56467780429593},{"$f":"IF(Калькулятор!$F$8<>70,INDEX($C$6:$V$17,MATCH(AM700,$B$6:$B$17,0),MATCH(AK700&AL700,$C$2:$V$2,0))*(Калькулятор!$F$8/70)^справочно!$Y$2,INDEX($C$6:$V$17,MATCH(AM700,$B$6:$B$17,0),MATCH(AK700&AL700,$C$2:$V$2,0)))","v":1286.8499999999999}]
[null,null,null,null,null,null,null,null,null,null,null,null,null,null,null,null,null,null,null,null,null,null,null,null,null,null,"Конвектор внутрипольный Royal Thermo ATRIUM-190/300/1400-DG-U-DB","НС-1477618","RT-A-190/300/1400-DG-U-DB",3,5,9,13,18,21,23,190,300,1400,"DG","U","DB",{"$f":"IF((IFERROR(IF(VLOOKUP(AK701,X:Y,2,0)=TRUE,1,0),0)+IFERROR(IF(VLOOKUP(AL701,X:Y,2,0)=TRUE,1,0),0)+IFERROR(IF(VLOOKUP(AN701,X:Y,2,0)=TRUE,1,0),0)+IFERROR(IF(VLOOKUP(AO701,X:Y,2,0)=TRUE,1,0),0)+IFERROR(IF(VLOOKUP(AP701,X:Y,2,0)=TRUE,1,0),0)+IF(AND(AM701>=Калькулятор!$C$14,AM701<=Калькулятор!$E$14),1,0)+IF(OR(AND(AS701>=Калькулятор!$C$11,AS701<=IF(ISBLANK(Калькулятор!$E$11),100000,Калькулятор!$E$11)),Калькулятор!$C$11&Калькулятор!$E$11=\"\"),1,0))=7,1,0)","v":0},{"$f":"SUM(AQ$2:AQ701)","v":240},{"$f":"IF(Калькулятор!$F$8<>70,ROUND(INDEX($C$6:$V$17,MATCH(AM701,$B$6:$B$17,0),MATCH(AK701&AL701,$C$2:$V$2,0))*(Калькулятор!$F$8/70)^справочно!$Y$2,0),ROUND(INDEX($C$6:$V$17,MATCH(AM701,$B$6:$B$17,0),MATCH(AK701&AL701,$C$2:$V$2,0)),0))","v":1521},"ЗО",{"$f":"3.6*AV701/(4.19*(Калькулятор!$C$8-Калькулятор!$D$8))","v":130.72124105011929},{"$f":"IF(Калькулятор!$F$8<>70,INDEX($C$6:$V$17,MATCH(AM701,$B$6:$B$17,0),MATCH(AK701&AL701,$C$2:$V$2,0))*(Калькулятор!$F$8/70)^справочно!$Y$2,INDEX($C$6:$V$17,MATCH(AM701,$B$6:$B$17,0),MATCH(AK701&AL701,$C$2:$V$2,0)))","v":1521.4499999999998}]
[null,null,null,null,null,null,null,null,null,null,null,null,null,null,null,null,null,null,null,null,null,null,null,null,null,null,"Конвектор внутрипольный Royal Thermo ATRIUM-190/300/1600-DG-U-DB","НС-1477621","RT-A-190/300/1600-DG-U-DB",3,5,9,13,18,21,23,190,300,1600,"DG","U","DB",{"$f":"IF((IFERROR(IF(VLOOKUP(AK702,X:Y,2,0)=TRUE,1,0),0)+IFERROR(IF(VLOOKUP(AL702,X:Y,2,0)=TRUE,1,0),0)+IFERROR(IF(VLOOKUP(AN702,X:Y,2,0)=TRUE,1,0),0)+IFERROR(IF(VLOOKUP(AO702,X:Y,2,0)=TRUE,1,0),0)+IFERROR(IF(VLOOKUP(AP702,X:Y,2,0)=TRUE,1,0),0)+IF(AND(AM702>=Калькулятор!$C$14,AM702<=Калькулятор!$E$14),1,0)+IF(OR(AND(AS702>=Калькулятор!$C$11,AS702<=IF(ISBLANK(Калькулятор!$E$11),100000,Калькулятор!$E$11)),Калькулятор!$C$11&Калькулятор!$E$11=\"\"),1,0))=7,1,0)","v":0},{"$f":"SUM(AQ$2:AQ702)","v":240},{"$f":"IF(Калькулятор!$F$8<>70,ROUND(INDEX($C$6:$V$17,MATCH(AM702,$B$6:$B$17,0),MATCH(AK702&AL702,$C$2:$V$2,0))*(Калькулятор!$F$8/70)^справочно!$Y$2,0),ROUND(INDEX($C$6:$V$17,MATCH(AM702,$B$6:$B$17,0),MATCH(AK702&AL702,$C$2:$V$2,0)),0))","v":1758},"ЗО",{"$f":"3.6*AV702/(4.19*(Калькулятор!$C$8-Калькулятор!$D$8))","v":151.07541766109782},{"$f":"IF(Калькулятор!$F$8<>70,INDEX($C$6:$V$17,MATCH(AM702,$B$6:$B$17,0),MATCH(AK702&AL702,$C$2:$V$2,0))*(Калькулятор!$F$8/70)^справочно!$Y$2,INDEX($C$6:$V$17,MATCH(AM702,$B$6:$B$17,0),MATCH(AK702&AL702,$C$2:$V$2,0)))","v":1758.35}]
[null,null,null,null,null,null,null,null,null,null,null,null,null,null,null,null,null,null,null,null,null,null,null,null,null,null,"Конвектор внутрипольный Royal Thermo ATRIUM-190/300/1800-DG-U-DB","НС-1477624","RT-A-190/300/1800-DG-U-DB",3,5,9,13,18,21,23,190,300,1800,"DG","U","DB",{"$f":"IF((IFERROR(IF(VLOOKUP(AK703,X:Y,2,0)=TRUE,1,0),0)+IFERROR(IF(VLOOKUP(AL703,X:Y,2,0)=TRUE,1,0),0)+IFERROR(IF(VLOOKUP(AN703,X:Y,2,0)=TRUE,1,0),0)+IFERROR(IF(VLOOKUP(AO703,X:Y,2,0)=TRUE,1,0),0)+IFERROR(IF(VLOOKUP(AP703,X:Y,2,0)=TRUE,1,0),0)+IF(AND(AM703>=Калькулятор!$C$14,AM703<=Калькулятор!$E$14),1,0)+IF(OR(AND(AS703>=Калькулятор!$C$11,AS703<=IF(ISBLANK(Калькулятор!$E$11),100000,Калькулятор!$E$11)),Калькулятор!$C$11&Калькулятор!$E$11=\"\"),1,0))=7,1,0)","v":0},{"$f":"SUM(AQ$2:AQ703)","v":240},{"$f":"IF(Калькулятор!$F$8<>70,ROUND(INDEX($C$6:$V$17,MATCH(AM703,$B$6:$B$17,0),MATCH(AK703&AL703,$C$2:$V$2,0))*(Калькулятор!$F$8/70)^справочно!$Y$2,0),ROUND(INDEX($C$6:$V$17,MATCH(AM703,$B$6:$B$17,0),MATCH(AK703&AL703,$C$2:$V$2,0)),0))","v":1994},"ЗО",{"$f":"3.6*AV703/(4.19*(Калькулятор!$C$8-Калькулятор!$D$8))","v":171.33078758949878},{"$f":"IF(Калькулятор!$F$8<>70,INDEX($C$6:$V$17,MATCH(AM703,$B$6:$B$17,0),MATCH(AK703&AL703,$C$2:$V$2,0))*(Калькулятор!$F$8/70)^справочно!$Y$2,INDEX($C$6:$V$17,MATCH(AM703,$B$6:$B$17,0),MATCH(AK703&AL703,$C$2:$V$2,0)))","v":1994.1}]
[null,null,null,null,null,null,null,null,null,null,null,null,null,null,null,null,null,null,null,null,null,null,null,null,null,null,"Конвектор внутрипольный Royal Thermo ATRIUM-190/300/2000-DG-U-DB","НС-1477627","RT-A-190/300/2000-DG-U-DB",3,5,9,13,18,21,23,190,300,2000,"DG","U","DB",{"$f":"IF((IFERROR(IF(VLOOKUP(AK704,X:Y,2,0)=TRUE,1,0),0)+IFERROR(IF(VLOOKUP(AL704,X:Y,2,0)=TRUE,1,0),0)+IFERROR(IF(VLOOKUP(AN704,X:Y,2,0)=TRUE,1,0),0)+IFERROR(IF(VLOOKUP(AO704,X:Y,2,0)=TRUE,1,0),0)+IFERROR(IF(VLOOKUP(AP704,X:Y,2,0)=TRUE,1,0),0)+IF(AND(AM704>=Калькулятор!$C$14,AM704<=Калькулятор!$E$14),1,0)+IF(OR(AND(AS704>=Калькулятор!$C$11,AS704<=IF(ISBLANK(Калькулятор!$E$11),100000,Калькулятор!$E$11)),Калькулятор!$C$11&Калькулятор!$E$11=\"\"),1,0))=7,1,0)","v":0},{"$f":"SUM(AQ$2:AQ704)","v":240},{"$f":"IF(Калькулятор!$F$8<>70,ROUND(INDEX($C$6:$V$17,MATCH(AM704,$B$6:$B$17,0),MATCH(AK704&AL704,$C$2:$V$2,0))*(Калькулятор!$F$8/70)^справочно!$Y$2,0),ROUND(INDEX($C$6:$V$17,MATCH(AM704,$B$6:$B$17,0),MATCH(AK704&AL704,$C$2:$V$2,0)),0))","v":2228},"ЗО",{"$f":"3.6*AV704/(4.19*(Калькулятор!$C$8-Калькулятор!$D$8))","v":191.3885441527446},{"$f":"IF(Калькулятор!$F$8<>70,INDEX($C$6:$V$17,MATCH(AM704,$B$6:$B$17,0),MATCH(AK704&AL704,$C$2:$V$2,0))*(Калькулятор!$F$8/70)^справочно!$Y$2,INDEX($C$6:$V$17,MATCH(AM704,$B$6:$B$17,0),MATCH(AK704&AL704,$C$2:$V$2,0)))","v":2227.5499999999997}]
[null,null,null,null,null,null,null,null,null,null,null,null,null,null,null,null,null,null,null,null,null,null,null,null,null,null,"Конвектор внутрипольный Royal Thermo ATRIUM-190/300/2200-DG-U-DB","НС-1477630","RT-A-190/300/2200-DG-U-DB",3,5,9,13,18,21,23,190,300,2200,"DG","U","DB",{"$f":"IF((IFERROR(IF(VLOOKUP(AK705,X:Y,2,0)=TRUE,1,0),0)+IFERROR(IF(VLOOKUP(AL705,X:Y,2,0)=TRUE,1,0),0)+IFERROR(IF(VLOOKUP(AN705,X:Y,2,0)=TRUE,1,0),0)+IFERROR(IF(VLOOKUP(AO705,X:Y,2,0)=TRUE,1,0),0)+IFERROR(IF(VLOOKUP(AP705,X:Y,2,0)=TRUE,1,0),0)+IF(AND(AM705>=Калькулятор!$C$14,AM705<=Калькулятор!$E$14),1,0)+IF(OR(AND(AS705>=Калькулятор!$C$11,AS705<=IF(ISBLANK(Калькулятор!$E$11),100000,Калькулятор!$E$11)),Калькулятор!$C$11&Калькулятор!$E$11=\"\"),1,0))=7,1,0)","v":0},{"$f":"SUM(AQ$2:AQ705)","v":240},{"$f":"IF(Калькулятор!$F$8<>70,ROUND(INDEX($C$6:$V$17,MATCH(AM705,$B$6:$B$17,0),MATCH(AK705&AL705,$C$2:$V$2,0))*(Калькулятор!$F$8/70)^справочно!$Y$2,0),ROUND(INDEX($C$6:$V$17,MATCH(AM705,$B$6:$B$17,0),MATCH(AK705&AL705,$C$2:$V$2,0)),0))","v":2463},"ЗО",{"$f":"3.6*AV705/(4.19*(Калькулятор!$C$8-Калькулятор!$D$8))","v":211.64391408114554},{"$f":"IF(Калькулятор!$F$8<>70,INDEX($C$6:$V$17,MATCH(AM705,$B$6:$B$17,0),MATCH(AK705&AL705,$C$2:$V$2,0))*(Калькулятор!$F$8/70)^справочно!$Y$2,INDEX($C$6:$V$17,MATCH(AM705,$B$6:$B$17,0),MATCH(AK705&AL705,$C$2:$V$2,0)))","v":2463.2999999999997}]
[null,null,null,null,null,null,null,null,null,null,null,null,null,null,null,null,null,null,null,null,null,null,null,null,null,null,"Конвектор внутрипольный Royal Thermo ATRIUM-190/300/2400-DG-U-DB","НС-1477633","RT-A-190/300/2400-DG-U-DB",{"$f":"SEARCH(\"-\",AC706)","v":3},{"$f":"SEARCH(\"-\",AC706,AD706+1)","v":5},{"$f":"SEARCH(\"/\",AC706)","v":9},{"$f":"SEARCH(\"/\",AC706,AF706+1)","v":13},{"$f":"SEARCH(\"-\",AC706,AE706+1)","v":18},{"$f":"SEARCH(\"-\",AC706,AH706+1)","v":21},{"$f":"SEARCH(\"-\",AC706,AI706+1)","v":23},{"$f":"MID($AC706,AE706+1,AF706-AE706-1)*1","v":190},{"$f":"MID($AC706,AF706+1,AG706-AF706-1)*1","v":300},{"$f":"MID($AC706,AG706+1,AH706-AG706-1)*1","v":2400},{"$f":"MID($AC706,AH706+1,AI706-AH706-1)","v":"DG"},{"$f":"MID($AC706,AI706+1,AJ706-AI706-1)","v":"U"},{"$f":"MID($AC706,AI706+3,LEN(AC706)-AI706-1)","v":"DB"},{"$f":"IF((IFERROR(IF(VLOOKUP(AK706,X:Y,2,0)=TRUE,1,0),0)+IFERROR(IF(VLOOKUP(AL706,X:Y,2,0)=TRUE,1,0),0)+IFERROR(IF(VLOOKUP(AN706,X:Y,2,0)=TRUE,1,0),0)+IFERROR(IF(VLOOKUP(AO706,X:Y,2,0)=TRUE,1,0),0)+IFERROR(IF(VLOOKUP(AP706,X:Y,2,0)=TRUE,1,0),0)+IF(AND(AM706>=Калькулятор!$C$14,AM706<=Калькулятор!$E$14),1,0)+IF(OR(AND(AS706>=Калькулятор!$C$11,AS706<=IF(ISBLANK(Калькулятор!$E$11),100000,Калькулятор!$E$11)),Калькулятор!$C$11&Калькулятор!$E$11=\"\"),1,0))=7,1,0)","v":0},{"$f":"SUM(AQ$2:AQ706)","v":240},{"$f":"IF(Калькулятор!$F$8<>70,ROUND(INDEX($C$6:$V$17,MATCH(AM706,$B$6:$B$17,0),MATCH(AK706&AL706,$C$2:$V$2,0))*(Калькулятор!$F$8/70)^справочно!$Y$2,0),ROUND(INDEX($C$6:$V$17,MATCH(AM706,$B$6:$B$17,0),MATCH(AK706&AL706,$C$2:$V$2,0)),0))","v":2699},"ЗО",{"$f":"3.6*AV706/(4.19*(Калькулятор!$C$8-Калькулятор!$D$8))","v":231.89928400954651},{"$f":"IF(Калькулятор!$F$8<>70,INDEX($C$6:$V$17,MATCH(AM706,$B$6:$B$17,0),MATCH(AK706&AL706,$C$2:$V$2,0))*(Калькулятор!$F$8/70)^справочно!$Y$2,INDEX($C$6:$V$17,MATCH(AM706,$B$6:$B$17,0),MATCH(AK706&AL706,$C$2:$V$2,0)))","v":2699.0499999999997}]
[null,null,null,null,null,null,null,null,null,null,null,null,null,null,null,null,null,null,null,null,null,null,null,null,null,null,"Конвектор внутрипольный Royal Thermo ATRIUM-190/300/2600-DG-U-DB","НС-1477636","RT-A-190/300/2600-DG-U-DB",3,5,9,13,18,21,23,190,300,2600,"DG","U","DB",{"$f":"IF((IFERROR(IF(VLOOKUP(AK707,X:Y,2,0)=TRUE,1,0),0)+IFERROR(IF(VLOOKUP(AL707,X:Y,2,0)=TRUE,1,0),0)+IFERROR(IF(VLOOKUP(AN707,X:Y,2,0)=TRUE,1,0),0)+IFERROR(IF(VLOOKUP(AO707,X:Y,2,0)=TRUE,1,0),0)+IFERROR(IF(VLOOKUP(AP707,X:Y,2,0)=TRUE,1,0),0)+IF(AND(AM707>=Калькулятор!$C$14,AM707<=Калькулятор!$E$14),1,0)+IF(OR(AND(AS707>=Калькулятор!$C$11,AS707<=IF(ISBLANK(Калькулятор!$E$11),100000,Калькулятор!$E$11)),Калькулятор!$C$11&Калькулятор!$E$11=\"\"),1,0))=7,1,0)","v":0},{"$f":"SUM(AQ$2:AQ707)","v":240},{"$f":"IF(Калькулятор!$F$8<>70,ROUND(INDEX($C$6:$V$17,MATCH(AM707,$B$6:$B$17,0),MATCH(AK707&AL707,$C$2:$V$2,0))*(Калькулятор!$F$8/70)^справочно!$Y$2,0),ROUND(INDEX($C$6:$V$17,MATCH(AM707,$B$6:$B$17,0),MATCH(AK707&AL707,$C$2:$V$2,0)),0))","v":2935},"ЗО",{"$f":"3.6*AV707/(4.19*(Калькулятор!$C$8-Калькулятор!$D$8))","v":252.15465393794744},{"$f":"IF(Калькулятор!$F$8<>70,INDEX($C$6:$V$17,MATCH(AM707,$B$6:$B$17,0),MATCH(AK707&AL707,$C$2:$V$2,0))*(Калькулятор!$F$8/70)^справочно!$Y$2,INDEX($C$6:$V$17,MATCH(AM707,$B$6:$B$17,0),MATCH(AK707&AL707,$C$2:$V$2,0)))","v":2934.7999999999997}]
[null,null,null,null,null,null,null,null,null,null,null,null,null,null,null,null,null,null,null,null,null,null,null,null,null,null,"Конвектор внутрипольный Royal Thermo ATRIUM-190/300/2800-DG-U-DB","НС-1477639","RT-A-190/300/2800-DG-U-DB",3,5,9,13,18,21,23,190,300,2800,"DG","U","DB",{"$f":"IF((IFERROR(IF(VLOOKUP(AK708,X:Y,2,0)=TRUE,1,0),0)+IFERROR(IF(VLOOKUP(AL708,X:Y,2,0)=TRUE,1,0),0)+IFERROR(IF(VLOOKUP(AN708,X:Y,2,0)=TRUE,1,0),0)+IFERROR(IF(VLOOKUP(AO708,X:Y,2,0)=TRUE,1,0),0)+IFERROR(IF(VLOOKUP(AP708,X:Y,2,0)=TRUE,1,0),0)+IF(AND(AM708>=Калькулятор!$C$14,AM708<=Калькулятор!$E$14),1,0)+IF(OR(AND(AS708>=Калькулятор!$C$11,AS708<=IF(ISBLANK(Калькулятор!$E$11),100000,Калькулятор!$E$11)),Калькулятор!$C$11&Калькулятор!$E$11=\"\"),1,0))=7,1,0)","v":0},{"$f":"SUM(AQ$2:AQ708)","v":240},{"$f":"IF(Калькулятор!$F$8<>70,ROUND(INDEX($C$6:$V$17,MATCH(AM708,$B$6:$B$17,0),MATCH(AK708&AL708,$C$2:$V$2,0))*(Калькулятор!$F$8/70)^справочно!$Y$2,0),ROUND(INDEX($C$6:$V$17,MATCH(AM708,$B$6:$B$17,0),MATCH(AK708&AL708,$C$2:$V$2,0)),0))","v":3169},"ЗО",{"$f":"3.6*AV708/(4.19*(Калькулятор!$C$8-Калькулятор!$D$8))","v":272.31121718377079},{"$f":"IF(Калькулятор!$F$8<>70,INDEX($C$6:$V$17,MATCH(AM708,$B$6:$B$17,0),MATCH(AK708&AL708,$C$2:$V$2,0))*(Калькулятор!$F$8/70)^справочно!$Y$2,INDEX($C$6:$V$17,MATCH(AM708,$B$6:$B$17,0),MATCH(AK708&AL708,$C$2:$V$2,0)))","v":3169.3999999999996}]
[null,null,null,null,null,null,null,null,null,null,null,null,null,null,null,null,null,null,null,null,null,null,null,null,null,null,"Конвектор внутрипольный Royal Thermo ATRIUM-190/300/3000-DG-U-DB","НС-1477642","RT-A-190/300/3000-DG-U-DB",3,5,9,13,18,21,23,190,300,3000,"DG","U","DB",{"$f":"IF((IFERROR(IF(VLOOKUP(AK709,X:Y,2,0)=TRUE,1,0),0)+IFERROR(IF(VLOOKUP(AL709,X:Y,2,0)=TRUE,1,0),0)+IFERROR(IF(VLOOKUP(AN709,X:Y,2,0)=TRUE,1,0),0)+IFERROR(IF(VLOOKUP(AO709,X:Y,2,0)=TRUE,1,0),0)+IFERROR(IF(VLOOKUP(AP709,X:Y,2,0)=TRUE,1,0),0)+IF(AND(AM709>=Калькулятор!$C$14,AM709<=Калькулятор!$E$14),1,0)+IF(OR(AND(AS709>=Калькулятор!$C$11,AS709<=IF(ISBLANK(Калькулятор!$E$11),100000,Калькулятор!$E$11)),Калькулятор!$C$11&Калькулятор!$E$11=\"\"),1,0))=7,1,0)","v":0},{"$f":"SUM(AQ$2:AQ709)","v":240},{"$f":"IF(Калькулятор!$F$8<>70,ROUND(INDEX($C$6:$V$17,MATCH(AM709,$B$6:$B$17,0),MATCH(AK709&AL709,$C$2:$V$2,0))*(Калькулятор!$F$8/70)^справочно!$Y$2,0),ROUND(INDEX($C$6:$V$17,MATCH(AM709,$B$6:$B$17,0),MATCH(AK709&AL709,$C$2:$V$2,0)),0))","v":3405},"ЗО",{"$f":"3.6*AV709/(4.19*(Калькулятор!$C$8-Калькулятор!$D$8))","v":292.56658711217176},{"$f":"IF(Калькулятор!$F$8<>70,INDEX($C$6:$V$17,MATCH(AM709,$B$6:$B$17,0),MATCH(AK709&AL709,$C$2:$V$2,0))*(Калькулятор!$F$8/70)^справочно!$Y$2,INDEX($C$6:$V$17,MATCH(AM709,$B$6:$B$17,0),MATCH(AK709&AL709,$C$2:$V$2,0)))","v":3405.1499999999996}]
[null,null,null,null,null,null,null,null,null,null,null,null,null,null,null,null,null,null,null,null,null,null,null,null,null,null,"Конвектор внутрипольный Royal Thermo ATRIUM-190/400/800-DG-U-DB","НС-1477679","RT-A-190/400/800-DG-U-DB",3,5,9,13,17,20,22,190,400,800,"DG","U","DB",{"$f":"IF((IFERROR(IF(VLOOKUP(AK710,X:Y,2,0)=TRUE,1,0),0)+IFERROR(IF(VLOOKUP(AL710,X:Y,2,0)=TRUE,1,0),0)+IFERROR(IF(VLOOKUP(AN710,X:Y,2,0)=TRUE,1,0),0)+IFERROR(IF(VLOOKUP(AO710,X:Y,2,0)=TRUE,1,0),0)+IFERROR(IF(VLOOKUP(AP710,X:Y,2,0)=TRUE,1,0),0)+IF(AND(AM710>=Калькулятор!$C$14,AM710<=Калькулятор!$E$14),1,0)+IF(OR(AND(AS710>=Калькулятор!$C$11,AS710<=IF(ISBLANK(Калькулятор!$E$11),100000,Калькулятор!$E$11)),Калькулятор!$C$11&Калькулятор!$E$11=\"\"),1,0))=7,1,0)","v":0},{"$f":"SUM(AQ$2:AQ710)","v":240},{"$f":"IF(Калькулятор!$F$8<>70,ROUND(INDEX($C$6:$V$17,MATCH(AM710,$B$6:$B$17,0),MATCH(AK710&AL710,$C$2:$V$2,0))*(Калькулятор!$F$8/70)^справочно!$Y$2,0),ROUND(INDEX($C$6:$V$17,MATCH(AM710,$B$6:$B$17,0),MATCH(AK710&AL710,$C$2:$V$2,0)),0))","v":895},"ЗО",{"$f":"3.6*AV710/(4.19*(Калькулятор!$C$8-Калькулятор!$D$8))","v":76.871599045346045},{"$f":"IF(Калькулятор!$F$8<>70,INDEX($C$6:$V$17,MATCH(AM710,$B$6:$B$17,0),MATCH(AK710&AL710,$C$2:$V$2,0))*(Калькулятор!$F$8/70)^справочно!$Y$2,INDEX($C$6:$V$17,MATCH(AM710,$B$6:$B$17,0),MATCH(AK710&AL710,$C$2:$V$2,0)))","v":894.69999999999993}]
[null,null,null,null,null,null,null,null,null,null,null,null,null,null,null,null,null,null,null,null,null,null,null,null,null,null,"Конвектор внутрипольный Royal Thermo ATRIUM-190/400/1000-DG-U-DB","НС-1477651","RT-A-190/400/1000-DG-U-DB",3,5,9,13,18,21,23,190,400,1000,"DG","U","DB",{"$f":"IF((IFERROR(IF(VLOOKUP(AK711,X:Y,2,0)=TRUE,1,0),0)+IFERROR(IF(VLOOKUP(AL711,X:Y,2,0)=TRUE,1,0),0)+IFERROR(IF(VLOOKUP(AN711,X:Y,2,0)=TRUE,1,0),0)+IFERROR(IF(VLOOKUP(AO711,X:Y,2,0)=TRUE,1,0),0)+IFERROR(IF(VLOOKUP(AP711,X:Y,2,0)=TRUE,1,0),0)+IF(AND(AM711>=Калькулятор!$C$14,AM711<=Калькулятор!$E$14),1,0)+IF(OR(AND(AS711>=Калькулятор!$C$11,AS711<=IF(ISBLANK(Калькулятор!$E$11),100000,Калькулятор!$E$11)),Калькулятор!$C$11&Калькулятор!$E$11=\"\"),1,0))=7,1,0)","v":0},{"$f":"SUM(AQ$2:AQ711)","v":240},{"$f":"IF(Калькулятор!$F$8<>70,ROUND(INDEX($C$6:$V$17,MATCH(AM711,$B$6:$B$17,0),MATCH(AK711&AL711,$C$2:$V$2,0))*(Калькулятор!$F$8/70)^справочно!$Y$2,0),ROUND(INDEX($C$6:$V$17,MATCH(AM711,$B$6:$B$17,0),MATCH(AK711&AL711,$C$2:$V$2,0)),0))","v":1164},"ЗО",{"$f":"3.6*AV711/(4.19*(Калькулятор!$C$8-Калькулятор!$D$8))","v":99.99236276849642},{"$f":"IF(Калькулятор!$F$8<>70,INDEX($C$6:$V$17,MATCH(AM711,$B$6:$B$17,0),MATCH(AK711&AL711,$C$2:$V$2,0))*(Калькулятор!$F$8/70)^справочно!$Y$2,INDEX($C$6:$V$17,MATCH(AM711,$B$6:$B$17,0),MATCH(AK711&AL711,$C$2:$V$2,0)))","v":1163.8}]
[null,null,null,null,null,null,null,null,null,null,null,null,null,null,null,null,null,null,null,null,null,null,null,null,null,null,"Конвектор внутрипольный Royal Thermo ATRIUM-190/400/1200-DG-U-DB","НС-1477654","RT-A-190/400/1200-DG-U-DB",3,5,9,13,18,21,23,190,400,1200,"DG","U","DB",{"$f":"IF((IFERROR(IF(VLOOKUP(AK712,X:Y,2,0)=TRUE,1,0),0)+IFERROR(IF(VLOOKUP(AL712,X:Y,2,0)=TRUE,1,0),0)+IFERROR(IF(VLOOKUP(AN712,X:Y,2,0)=TRUE,1,0),0)+IFERROR(IF(VLOOKUP(AO712,X:Y,2,0)=TRUE,1,0),0)+IFERROR(IF(VLOOKUP(AP712,X:Y,2,0)=TRUE,1,0),0)+IF(AND(AM712>=Калькулятор!$C$14,AM712<=Калькулятор!$E$14),1,0)+IF(OR(AND(AS712>=Калькулятор!$C$11,AS712<=IF(ISBLANK(Калькулятор!$E$11),100000,Калькулятор!$E$11)),Калькулятор!$C$11&Калькулятор!$E$11=\"\"),1,0))=7,1,0)","v":0},{"$f":"SUM(AQ$2:AQ712)","v":240},{"$f":"IF(Калькулятор!$F$8<>70,ROUND(INDEX($C$6:$V$17,MATCH(AM712,$B$6:$B$17,0),MATCH(AK712&AL712,$C$2:$V$2,0))*(Калькулятор!$F$8/70)^справочно!$Y$2,0),ROUND(INDEX($C$6:$V$17,MATCH(AM712,$B$6:$B$17,0),MATCH(AK712&AL712,$C$2:$V$2,0)),0))","v":1433},"ЗО",{"$f":"3.6*AV712/(4.19*(Калькулятор!$C$8-Калькулятор!$D$8))","v":123.11312649164675},{"$f":"IF(Калькулятор!$F$8<>70,INDEX($C$6:$V$17,MATCH(AM712,$B$6:$B$17,0),MATCH(AK712&AL712,$C$2:$V$2,0))*(Калькулятор!$F$8/70)^справочно!$Y$2,INDEX($C$6:$V$17,MATCH(AM712,$B$6:$B$17,0),MATCH(AK712&AL712,$C$2:$V$2,0)))","v":1432.8999999999999}]
[null,null,null,null,null,null,null,null,null,null,null,null,null,null,null,null,null,null,null,null,null,null,null,null,null,null,"Конвектор внутрипольный Royal Thermo ATRIUM-190/400/1400-DG-U-DB","НС-1477657","RT-A-190/400/1400-DG-U-DB",3,5,9,13,18,21,23,190,400,1400,"DG","U","DB",{"$f":"IF((IFERROR(IF(VLOOKUP(AK713,X:Y,2,0)=TRUE,1,0),0)+IFERROR(IF(VLOOKUP(AL713,X:Y,2,0)=TRUE,1,0),0)+IFERROR(IF(VLOOKUP(AN713,X:Y,2,0)=TRUE,1,0),0)+IFERROR(IF(VLOOKUP(AO713,X:Y,2,0)=TRUE,1,0),0)+IFERROR(IF(VLOOKUP(AP713,X:Y,2,0)=TRUE,1,0),0)+IF(AND(AM713>=Калькулятор!$C$14,AM713<=Калькулятор!$E$14),1,0)+IF(OR(AND(AS713>=Калькулятор!$C$11,AS713<=IF(ISBLANK(Калькулятор!$E$11),100000,Калькулятор!$E$11)),Калькулятор!$C$11&Калькулятор!$E$11=\"\"),1,0))=7,1,0)","v":0},{"$f":"SUM(AQ$2:AQ713)","v":240},{"$f":"IF(Калькулятор!$F$8<>70,ROUND(INDEX($C$6:$V$17,MATCH(AM713,$B$6:$B$17,0),MATCH(AK713&AL713,$C$2:$V$2,0))*(Калькулятор!$F$8/70)^справочно!$Y$2,0),ROUND(INDEX($C$6:$V$17,MATCH(AM713,$B$6:$B$17,0),MATCH(AK713&AL713,$C$2:$V$2,0)),0))","v":1700},"ЗО",{"$f":"3.6*AV713/(4.19*(Калькулятор!$C$8-Калькулятор!$D$8))","v":146.03627684964198},{"$f":"IF(Калькулятор!$F$8<>70,INDEX($C$6:$V$17,MATCH(AM713,$B$6:$B$17,0),MATCH(AK713&AL713,$C$2:$V$2,0))*(Калькулятор!$F$8/70)^справочно!$Y$2,INDEX($C$6:$V$17,MATCH(AM713,$B$6:$B$17,0),MATCH(AK713&AL713,$C$2:$V$2,0)))","v":1699.6999999999998}]
[null,null,null,null,null,null,null,null,null,null,null,null,null,null,null,null,null,null,null,null,null,null,null,null,null,null,"Конвектор внутрипольный Royal Thermo ATRIUM-190/400/1600-DG-U-DB","НС-1477660","RT-A-190/400/1600-DG-U-DB",3,5,9,13,18,21,23,190,400,1600,"DG","U","DB",{"$f":"IF((IFERROR(IF(VLOOKUP(AK714,X:Y,2,0)=TRUE,1,0),0)+IFERROR(IF(VLOOKUP(AL714,X:Y,2,0)=TRUE,1,0),0)+IFERROR(IF(VLOOKUP(AN714,X:Y,2,0)=TRUE,1,0),0)+IFERROR(IF(VLOOKUP(AO714,X:Y,2,0)=TRUE,1,0),0)+IFERROR(IF(VLOOKUP(AP714,X:Y,2,0)=TRUE,1,0),0)+IF(AND(AM714>=Калькулятор!$C$14,AM714<=Калькулятор!$E$14),1,0)+IF(OR(AND(AS714>=Калькулятор!$C$11,AS714<=IF(ISBLANK(Калькулятор!$E$11),100000,Калькулятор!$E$11)),Калькулятор!$C$11&Калькулятор!$E$11=\"\"),1,0))=7,1,0)","v":0},{"$f":"SUM(AQ$2:AQ714)","v":240},{"$f":"IF(Калькулятор!$F$8<>70,ROUND(INDEX($C$6:$V$17,MATCH(AM714,$B$6:$B$17,0),MATCH(AK714&AL714,$C$2:$V$2,0))*(Калькулятор!$F$8/70)^справочно!$Y$2,0),ROUND(INDEX($C$6:$V$17,MATCH(AM714,$B$6:$B$17,0),MATCH(AK714&AL714,$C$2:$V$2,0)),0))","v":1969},"ЗО",{"$f":"3.6*AV714/(4.19*(Калькулятор!$C$8-Калькулятор!$D$8))","v":169.15704057279234},{"$f":"IF(Калькулятор!$F$8<>70,INDEX($C$6:$V$17,MATCH(AM714,$B$6:$B$17,0),MATCH(AK714&AL714,$C$2:$V$2,0))*(Калькулятор!$F$8/70)^справочно!$Y$2,INDEX($C$6:$V$17,MATCH(AM714,$B$6:$B$17,0),MATCH(AK714&AL714,$C$2:$V$2,0)))","v":1968.8}]
[null,null,null,null,null,null,null,null,null,null,null,null,null,null,null,null,null,null,null,null,null,null,null,null,null,null,"Конвектор внутрипольный Royal Thermo ATRIUM-190/400/1800-DG-U-DB","НС-1477663","RT-A-190/400/1800-DG-U-DB",3,5,9,13,18,21,23,190,400,1800,"DG","U","DB",{"$f":"IF((IFERROR(IF(VLOOKUP(AK715,X:Y,2,0)=TRUE,1,0),0)+IFERROR(IF(VLOOKUP(AL715,X:Y,2,0)=TRUE,1,0),0)+IFERROR(IF(VLOOKUP(AN715,X:Y,2,0)=TRUE,1,0),0)+IFERROR(IF(VLOOKUP(AO715,X:Y,2,0)=TRUE,1,0),0)+IFERROR(IF(VLOOKUP(AP715,X:Y,2,0)=TRUE,1,0),0)+IF(AND(AM715>=Калькулятор!$C$14,AM715<=Калькулятор!$E$14),1,0)+IF(OR(AND(AS715>=Калькулятор!$C$11,AS715<=IF(ISBLANK(Калькулятор!$E$11),100000,Калькулятор!$E$11)),Калькулятор!$C$11&Калькулятор!$E$11=\"\"),1,0))=7,1,0)","v":0},{"$f":"SUM(AQ$2:AQ715)","v":240},{"$f":"IF(Калькулятор!$F$8<>70,ROUND(INDEX($C$6:$V$17,MATCH(AM715,$B$6:$B$17,0),MATCH(AK715&AL715,$C$2:$V$2,0))*(Калькулятор!$F$8/70)^справочно!$Y$2,0),ROUND(INDEX($C$6:$V$17,MATCH(AM715,$B$6:$B$17,0),MATCH(AK715&AL715,$C$2:$V$2,0)),0))","v":2237},"ЗО",{"$f":"3.6*AV715/(4.19*(Калькулятор!$C$8-Калькулятор!$D$8))","v":192.17899761336514},{"$f":"IF(Калькулятор!$F$8<>70,INDEX($C$6:$V$17,MATCH(AM715,$B$6:$B$17,0),MATCH(AK715&AL715,$C$2:$V$2,0))*(Калькулятор!$F$8/70)^справочно!$Y$2,INDEX($C$6:$V$17,MATCH(AM715,$B$6:$B$17,0),MATCH(AK715&AL715,$C$2:$V$2,0)))","v":2236.75}]
[null,null,null,null,null,null,null,null,null,null,null,null,null,null,null,null,null,null,null,null,null,null,null,null,null,null,"Конвектор внутрипольный Royal Thermo ATRIUM-190/400/2000-DG-U-DB","НС-1477666","RT-A-190/400/2000-DG-U-DB",3,5,9,13,18,21,23,190,400,2000,"DG","U","DB",{"$f":"IF((IFERROR(IF(VLOOKUP(AK716,X:Y,2,0)=TRUE,1,0),0)+IFERROR(IF(VLOOKUP(AL716,X:Y,2,0)=TRUE,1,0),0)+IFERROR(IF(VLOOKUP(AN716,X:Y,2,0)=TRUE,1,0),0)+IFERROR(IF(VLOOKUP(AO716,X:Y,2,0)=TRUE,1,0),0)+IFERROR(IF(VLOOKUP(AP716,X:Y,2,0)=TRUE,1,0),0)+IF(AND(AM716>=Калькулятор!$C$14,AM716<=Калькулятор!$E$14),1,0)+IF(OR(AND(AS716>=Калькулятор!$C$11,AS716<=IF(ISBLANK(Калькулятор!$E$11),100000,Калькулятор!$E$11)),Калькулятор!$C$11&Калькулятор!$E$11=\"\"),1,0))=7,1,0)","v":0},{"$f":"SUM(AQ$2:AQ716)","v":240},{"$f":"IF(Калькулятор!$F$8<>70,ROUND(INDEX($C$6:$V$17,MATCH(AM716,$B$6:$B$17,0),MATCH(AK716&AL716,$C$2:$V$2,0))*(Калькулятор!$F$8/70)^справочно!$Y$2,0),ROUND(INDEX($C$6:$V$17,MATCH(AM716,$B$6:$B$17,0),MATCH(AK716&AL716,$C$2:$V$2,0)),0))","v":2506},"ЗО",{"$f":"3.6*AV716/(4.19*(Калькулятор!$C$8-Калькулятор!$D$8))","v":215.29976133651547},{"$f":"IF(Калькулятор!$F$8<>70,INDEX($C$6:$V$17,MATCH(AM716,$B$6:$B$17,0),MATCH(AK716&AL716,$C$2:$V$2,0))*(Калькулятор!$F$8/70)^справочно!$Y$2,INDEX($C$6:$V$17,MATCH(AM716,$B$6:$B$17,0),MATCH(AK716&AL716,$C$2:$V$2,0)))","v":2505.85}]
[null,null,null,null,null,null,null,null,null,null,null,null,null,null,null,null,null,null,null,null,null,null,null,null,null,null,"Конвектор внутрипольный Royal Thermo ATRIUM-190/400/2200-DG-U-DB","НС-1477668","RT-A-190/400/2200-DG-U-DB",3,5,9,13,18,21,23,190,400,2200,"DG","U","DB",{"$f":"IF((IFERROR(IF(VLOOKUP(AK717,X:Y,2,0)=TRUE,1,0),0)+IFERROR(IF(VLOOKUP(AL717,X:Y,2,0)=TRUE,1,0),0)+IFERROR(IF(VLOOKUP(AN717,X:Y,2,0)=TRUE,1,0),0)+IFERROR(IF(VLOOKUP(AO717,X:Y,2,0)=TRUE,1,0),0)+IFERROR(IF(VLOOKUP(AP717,X:Y,2,0)=TRUE,1,0),0)+IF(AND(AM717>=Калькулятор!$C$14,AM717<=Калькулятор!$E$14),1,0)+IF(OR(AND(AS717>=Калькулятор!$C$11,AS717<=IF(ISBLANK(Калькулятор!$E$11),100000,Калькулятор!$E$11)),Калькулятор!$C$11&Калькулятор!$E$11=\"\"),1,0))=7,1,0)","v":0},{"$f":"SUM(AQ$2:AQ717)","v":240},{"$f":"IF(Калькулятор!$F$8<>70,ROUND(INDEX($C$6:$V$17,MATCH(AM717,$B$6:$B$17,0),MATCH(AK717&AL717,$C$2:$V$2,0))*(Калькулятор!$F$8/70)^справочно!$Y$2,0),ROUND(INDEX($C$6:$V$17,MATCH(AM717,$B$6:$B$17,0),MATCH(AK717&AL717,$C$2:$V$2,0)),0))","v":2774},"ЗО",{"$f":"3.6*AV717/(4.19*(Калькулятор!$C$8-Калькулятор!$D$8))","v":238.32171837708825},{"$f":"IF(Калькулятор!$F$8<>70,INDEX($C$6:$V$17,MATCH(AM717,$B$6:$B$17,0),MATCH(AK717&AL717,$C$2:$V$2,0))*(Калькулятор!$F$8/70)^справочно!$Y$2,INDEX($C$6:$V$17,MATCH(AM717,$B$6:$B$17,0),MATCH(AK717&AL717,$C$2:$V$2,0)))","v":2773.7999999999997}]
[null,null,null,null,null,null,null,null,null,null,null,null,null,null,null,null,null,null,null,null,null,null,null,null,null,null,"Конвектор внутрипольный Royal Thermo ATRIUM-190/400/2400-DG-U-DB","НС-1477670","RT-A-190/400/2400-DG-U-DB",3,5,9,13,18,21,23,190,400,2400,"DG","U","DB",{"$f":"IF((IFERROR(IF(VLOOKUP(AK718,X:Y,2,0)=TRUE,1,0),0)+IFERROR(IF(VLOOKUP(AL718,X:Y,2,0)=TRUE,1,0),0)+IFERROR(IF(VLOOKUP(AN718,X:Y,2,0)=TRUE,1,0),0)+IFERROR(IF(VLOOKUP(AO718,X:Y,2,0)=TRUE,1,0),0)+IFERROR(IF(VLOOKUP(AP718,X:Y,2,0)=TRUE,1,0),0)+IF(AND(AM718>=Калькулятор!$C$14,AM718<=Калькулятор!$E$14),1,0)+IF(OR(AND(AS718>=Калькулятор!$C$11,AS718<=IF(ISBLANK(Калькулятор!$E$11),100000,Калькулятор!$E$11)),Калькулятор!$C$11&Калькулятор!$E$11=\"\"),1,0))=7,1,0)","v":0},{"$f":"SUM(AQ$2:AQ718)","v":240},{"$f":"IF(Калькулятор!$F$8<>70,ROUND(INDEX($C$6:$V$17,MATCH(AM718,$B$6:$B$17,0),MATCH(AK718&AL718,$C$2:$V$2,0))*(Калькулятор!$F$8/70)^справочно!$Y$2,0),ROUND(INDEX($C$6:$V$17,MATCH(AM718,$B$6:$B$17,0),MATCH(AK718&AL718,$C$2:$V$2,0)),0))","v":3042},"ЗО",{"$f":"3.6*AV718/(4.19*(Калькулятор!$C$8-Калькулятор!$D$8))","v":261.34367541766102},{"$f":"IF(Калькулятор!$F$8<>70,INDEX($C$6:$V$17,MATCH(AM718,$B$6:$B$17,0),MATCH(AK718&AL718,$C$2:$V$2,0))*(Калькулятор!$F$8/70)^справочно!$Y$2,INDEX($C$6:$V$17,MATCH(AM718,$B$6:$B$17,0),MATCH(AK718&AL718,$C$2:$V$2,0)))","v":3041.7499999999995}]
[null,null,null,null,null,null,null,null,null,null,null,null,null,null,null,null,null,null,null,null,null,null,null,null,null,null,"Конвектор внутрипольный Royal Thermo ATRIUM-190/400/2600-DG-U-DB","НС-1477672","RT-A-190/400/2600-DG-U-DB",3,5,9,13,18,21,23,190,400,2600,"DG","U","DB",{"$f":"IF((IFERROR(IF(VLOOKUP(AK719,X:Y,2,0)=TRUE,1,0),0)+IFERROR(IF(VLOOKUP(AL719,X:Y,2,0)=TRUE,1,0),0)+IFERROR(IF(VLOOKUP(AN719,X:Y,2,0)=TRUE,1,0),0)+IFERROR(IF(VLOOKUP(AO719,X:Y,2,0)=TRUE,1,0),0)+IFERROR(IF(VLOOKUP(AP719,X:Y,2,0)=TRUE,1,0),0)+IF(AND(AM719>=Калькулятор!$C$14,AM719<=Калькулятор!$E$14),1,0)+IF(OR(AND(AS719>=Калькулятор!$C$11,AS719<=IF(ISBLANK(Калькулятор!$E$11),100000,Калькулятор!$E$11)),Калькулятор!$C$11&Калькулятор!$E$11=\"\"),1,0))=7,1,0)","v":0},{"$f":"SUM(AQ$2:AQ719)","v":240},{"$f":"IF(Калькулятор!$F$8<>70,ROUND(INDEX($C$6:$V$17,MATCH(AM719,$B$6:$B$17,0),MATCH(AK719&AL719,$C$2:$V$2,0))*(Калькулятор!$F$8/70)^справочно!$Y$2,0),ROUND(INDEX($C$6:$V$17,MATCH(AM719,$B$6:$B$17,0),MATCH(AK719&AL719,$C$2:$V$2,0)),0))","v":3311},"ЗО",{"$f":"3.6*AV719/(4.19*(Калькулятор!$C$8-Калькулятор!$D$8))","v":284.46443914081141},{"$f":"IF(Калькулятор!$F$8<>70,INDEX($C$6:$V$17,MATCH(AM719,$B$6:$B$17,0),MATCH(AK719&AL719,$C$2:$V$2,0))*(Калькулятор!$F$8/70)^справочно!$Y$2,INDEX($C$6:$V$17,MATCH(AM719,$B$6:$B$17,0),MATCH(AK719&AL719,$C$2:$V$2,0)))","v":3310.85}]
[null,null,null,null,null,null,null,null,null,null,null,null,null,null,null,null,null,null,null,null,null,null,null,null,null,null,"Конвектор внутрипольный Royal Thermo ATRIUM-190/400/2800-DG-U-DB","НС-1477674","RT-A-190/400/2800-DG-U-DB",3,5,9,13,18,21,23,190,400,2800,"DG","U","DB",{"$f":"IF((IFERROR(IF(VLOOKUP(AK720,X:Y,2,0)=TRUE,1,0),0)+IFERROR(IF(VLOOKUP(AL720,X:Y,2,0)=TRUE,1,0),0)+IFERROR(IF(VLOOKUP(AN720,X:Y,2,0)=TRUE,1,0),0)+IFERROR(IF(VLOOKUP(AO720,X:Y,2,0)=TRUE,1,0),0)+IFERROR(IF(VLOOKUP(AP720,X:Y,2,0)=TRUE,1,0),0)+IF(AND(AM720>=Калькулятор!$C$14,AM720<=Калькулятор!$E$14),1,0)+IF(OR(AND(AS720>=Калькулятор!$C$11,AS720<=IF(ISBLANK(Калькулятор!$E$11),100000,Калькулятор!$E$11)),Калькулятор!$C$11&Калькулятор!$E$11=\"\"),1,0))=7,1,0)","v":0},{"$f":"SUM(AQ$2:AQ720)","v":240},{"$f":"IF(Калькулятор!$F$8<>70,ROUND(INDEX($C$6:$V$17,MATCH(AM720,$B$6:$B$17,0),MATCH(AK720&AL720,$C$2:$V$2,0))*(Калькулятор!$F$8/70)^справочно!$Y$2,0),ROUND(INDEX($C$6:$V$17,MATCH(AM720,$B$6:$B$17,0),MATCH(AK720&AL720,$C$2:$V$2,0)),0))","v":3579},"ЗО",{"$f":"3.6*AV720/(4.19*(Калькулятор!$C$8-Калькулятор!$D$8))","v":307.48639618138418},{"$f":"IF(Калькулятор!$F$8<>70,INDEX($C$6:$V$17,MATCH(AM720,$B$6:$B$17,0),MATCH(AK720&AL720,$C$2:$V$2,0))*(Калькулятор!$F$8/70)^справочно!$Y$2,INDEX($C$6:$V$17,MATCH(AM720,$B$6:$B$17,0),MATCH(AK720&AL720,$C$2:$V$2,0)))","v":3578.7999999999997}]
[null,null,null,null,null,null,null,null,null,null,null,null,null,null,null,null,null,null,null,null,null,null,null,null,null,null,"Конвектор внутрипольный Royal Thermo ATRIUM-190/400/3000-DG-U-DB","НС-1477676","RT-A-190/400/3000-DG-U-DB",3,5,9,13,18,21,23,190,400,3000,"DG","U","DB",{"$f":"IF((IFERROR(IF(VLOOKUP(AK721,X:Y,2,0)=TRUE,1,0),0)+IFERROR(IF(VLOOKUP(AL721,X:Y,2,0)=TRUE,1,0),0)+IFERROR(IF(VLOOKUP(AN721,X:Y,2,0)=TRUE,1,0),0)+IFERROR(IF(VLOOKUP(AO721,X:Y,2,0)=TRUE,1,0),0)+IFERROR(IF(VLOOKUP(AP721,X:Y,2,0)=TRUE,1,0),0)+IF(AND(AM721>=Калькулятор!$C$14,AM721<=Калькулятор!$E$14),1,0)+IF(OR(AND(AS721>=Калькулятор!$C$11,AS721<=IF(ISBLANK(Калькулятор!$E$11),100000,Калькулятор!$E$11)),Калькулятор!$C$11&Калькулятор!$E$11=\"\"),1,0))=7,1,0)","v":0},{"$f":"SUM(AQ$2:AQ721)","v":240},{"$f":"IF(Калькулятор!$F$8<>70,ROUND(INDEX($C$6:$V$17,MATCH(AM721,$B$6:$B$17,0),MATCH(AK721&AL721,$C$2:$V$2,0))*(Калькулятор!$F$8/70)^справочно!$Y$2,0),ROUND(INDEX($C$6:$V$17,MATCH(AM721,$B$6:$B$17,0),MATCH(AK721&AL721,$C$2:$V$2,0)),0))","v":3848},"ЗО",{"$f":"3.6*AV721/(4.19*(Калькулятор!$C$8-Калькулятор!$D$8))","v":330.60715990453451},{"$f":"IF(Калькулятор!$F$8<>70,INDEX($C$6:$V$17,MATCH(AM721,$B$6:$B$17,0),MATCH(AK721&AL721,$C$2:$V$2,0))*(Калькулятор!$F$8/70)^справочно!$Y$2,INDEX($C$6:$V$17,MATCH(AM721,$B$6:$B$17,0),MATCH(AK721&AL721,$C$2:$V$2,0)))","v":3847.8999999999996}]
[null,null,null,null,null,null,null,null,null,null,null,null,null,null,null,null,null,null,null,null,null,null,null,null,null,null,"Конвектор внутрипольный Royal Thermo ATRIUM-75/200/800-DG-U-BL","НС-1493488","RT-A-75/200/800-DG-U-BL",3,5,8,12,16,19,21,75,200,800,"DG","U","BL",{"$f":"IF((IFERROR(IF(VLOOKUP(AK722,X:Y,2,0)=TRUE,1,0),0)+IFERROR(IF(VLOOKUP(AL722,X:Y,2,0)=TRUE,1,0),0)+IFERROR(IF(VLOOKUP(AN722,X:Y,2,0)=TRUE,1,0),0)+IFERROR(IF(VLOOKUP(AO722,X:Y,2,0)=TRUE,1,0),0)+IFERROR(IF(VLOOKUP(AP722,X:Y,2,0)=TRUE,1,0),0)+IF(AND(AM722>=Калькулятор!$C$14,AM722<=Калькулятор!$E$14),1,0)+IF(OR(AND(AS722>=Калькулятор!$C$11,AS722<=IF(ISBLANK(Калькулятор!$E$11),100000,Калькулятор!$E$11)),Калькулятор!$C$11&Калькулятор!$E$11=\"\"),1,0))=7,1,0)","v":0},{"$f":"SUM(AQ$2:AQ722)","v":240},{"$f":"IF(Калькулятор!$F$8<>70,ROUND(INDEX($C$6:$V$17,MATCH(AM722,$B$6:$B$17,0),MATCH(AK722&AL722,$C$2:$V$2,0))*(Калькулятор!$F$8/70)^справочно!$Y$2,0),ROUND(INDEX($C$6:$V$17,MATCH(AM722,$B$6:$B$17,0),MATCH(AK722&AL722,$C$2:$V$2,0)),0))","v":175},"ЗО",{"$f":"3.6*AV722/(4.19*(Калькулятор!$C$8-Калькулятор!$D$8))","v":15.027207637231502},{"$f":"IF(Калькулятор!$F$8<>70,INDEX($C$6:$V$17,MATCH(AM722,$B$6:$B$17,0),MATCH(AK722&AL722,$C$2:$V$2,0))*(Калькулятор!$F$8/70)^справочно!$Y$2,INDEX($C$6:$V$17,MATCH(AM722,$B$6:$B$17,0),MATCH(AK722&AL722,$C$2:$V$2,0)))","v":174.9}]
[null,null,null,null,null,null,null,null,null,null,null,null,null,null,null,null,null,null,null,null,null,null,null,null,null,null,"Конвектор внутрипольный Royal Thermo ATRIUM-75/200/1000-DG-U-BL","НС-1493477","RT-A-75/200/1000-DG-U-BL",3,5,8,12,17,20,22,75,200,1000,"DG","U","BL",{"$f":"IF((IFERROR(IF(VLOOKUP(AK723,X:Y,2,0)=TRUE,1,0),0)+IFERROR(IF(VLOOKUP(AL723,X:Y,2,0)=TRUE,1,0),0)+IFERROR(IF(VLOOKUP(AN723,X:Y,2,0)=TRUE,1,0),0)+IFERROR(IF(VLOOKUP(AO723,X:Y,2,0)=TRUE,1,0),0)+IFERROR(IF(VLOOKUP(AP723,X:Y,2,0)=TRUE,1,0),0)+IF(AND(AM723>=Калькулятор!$C$14,AM723<=Калькулятор!$E$14),1,0)+IF(OR(AND(AS723>=Калькулятор!$C$11,AS723<=IF(ISBLANK(Калькулятор!$E$11),100000,Калькулятор!$E$11)),Калькулятор!$C$11&Калькулятор!$E$11=\"\"),1,0))=7,1,0)","v":0},{"$f":"SUM(AQ$2:AQ723)","v":240},{"$f":"IF(Калькулятор!$F$8<>70,ROUND(INDEX($C$6:$V$17,MATCH(AM723,$B$6:$B$17,0),MATCH(AK723&AL723,$C$2:$V$2,0))*(Калькулятор!$F$8/70)^справочно!$Y$2,0),ROUND(INDEX($C$6:$V$17,MATCH(AM723,$B$6:$B$17,0),MATCH(AK723&AL723,$C$2:$V$2,0)),0))","v":238},"-",{"$f":"3.6*AV723/(4.19*(Калькулятор!$C$8-Калькулятор!$D$8))","v":20.414319809069212},{"$f":"IF(Калькулятор!$F$8<>70,INDEX($C$6:$V$17,MATCH(AM723,$B$6:$B$17,0),MATCH(AK723&AL723,$C$2:$V$2,0))*(Калькулятор!$F$8/70)^справочно!$Y$2,INDEX($C$6:$V$17,MATCH(AM723,$B$6:$B$17,0),MATCH(AK723&AL723,$C$2:$V$2,0)))","v":237.60000000000002}]
[null,null,null,null,null,null,null,null,null,null,null,null,null,null,null,null,null,null,null,null,null,null,null,null,null,null,"Конвектор внутрипольный Royal Thermo ATRIUM-75/200/1200-DG-U-BL","НС-1493478","RT-A-75/200/1200-DG-U-BL",3,5,8,12,17,20,22,75,200,1200,"DG","U","BL",{"$f":"IF((IFERROR(IF(VLOOKUP(AK724,X:Y,2,0)=TRUE,1,0),0)+IFERROR(IF(VLOOKUP(AL724,X:Y,2,0)=TRUE,1,0),0)+IFERROR(IF(VLOOKUP(AN724,X:Y,2,0)=TRUE,1,0),0)+IFERROR(IF(VLOOKUP(AO724,X:Y,2,0)=TRUE,1,0),0)+IFERROR(IF(VLOOKUP(AP724,X:Y,2,0)=TRUE,1,0),0)+IF(AND(AM724>=Калькулятор!$C$14,AM724<=Калькулятор!$E$14),1,0)+IF(OR(AND(AS724>=Калькулятор!$C$11,AS724<=IF(ISBLANK(Калькулятор!$E$11),100000,Калькулятор!$E$11)),Калькулятор!$C$11&Калькулятор!$E$11=\"\"),1,0))=7,1,0)","v":0},{"$f":"SUM(AQ$2:AQ724)","v":240},{"$f":"IF(Калькулятор!$F$8<>70,ROUND(INDEX($C$6:$V$17,MATCH(AM724,$B$6:$B$17,0),MATCH(AK724&AL724,$C$2:$V$2,0))*(Калькулятор!$F$8/70)^справочно!$Y$2,0),ROUND(INDEX($C$6:$V$17,MATCH(AM724,$B$6:$B$17,0),MATCH(AK724&AL724,$C$2:$V$2,0)),0))","v":299},"-",{"$f":"3.6*AV724/(4.19*(Калькулятор!$C$8-Калькулятор!$D$8))","v":25.706921241050118},{"$f":"IF(Калькулятор!$F$8<>70,INDEX($C$6:$V$17,MATCH(AM724,$B$6:$B$17,0),MATCH(AK724&AL724,$C$2:$V$2,0))*(Калькулятор!$F$8/70)^справочно!$Y$2,INDEX($C$6:$V$17,MATCH(AM724,$B$6:$B$17,0),MATCH(AK724&AL724,$C$2:$V$2,0)))","v":299.20000000000005}]
[null,null,null,null,null,null,null,null,null,null,null,null,null,null,null,null,null,null,null,null,null,null,null,null,null,null,"Конвектор внутрипольный Royal Thermo ATRIUM-75/200/1400-DG-U-BL","НС-1493479","RT-A-75/200/1400-DG-U-BL",3,5,8,12,17,20,22,75,200,1400,"DG","U","BL",{"$f":"IF((IFERROR(IF(VLOOKUP(AK725,X:Y,2,0)=TRUE,1,0),0)+IFERROR(IF(VLOOKUP(AL725,X:Y,2,0)=TRUE,1,0),0)+IFERROR(IF(VLOOKUP(AN725,X:Y,2,0)=TRUE,1,0),0)+IFERROR(IF(VLOOKUP(AO725,X:Y,2,0)=TRUE,1,0),0)+IFERROR(IF(VLOOKUP(AP725,X:Y,2,0)=TRUE,1,0),0)+IF(AND(AM725>=Калькулятор!$C$14,AM725<=Калькулятор!$E$14),1,0)+IF(OR(AND(AS725>=Калькулятор!$C$11,AS725<=IF(ISBLANK(Калькулятор!$E$11),100000,Калькулятор!$E$11)),Калькулятор!$C$11&Калькулятор!$E$11=\"\"),1,0))=7,1,0)","v":0},{"$f":"SUM(AQ$2:AQ725)","v":240},{"$f":"IF(Калькулятор!$F$8<>70,ROUND(INDEX($C$6:$V$17,MATCH(AM725,$B$6:$B$17,0),MATCH(AK725&AL725,$C$2:$V$2,0))*(Калькулятор!$F$8/70)^справочно!$Y$2,0),ROUND(INDEX($C$6:$V$17,MATCH(AM725,$B$6:$B$17,0),MATCH(AK725&AL725,$C$2:$V$2,0)),0))","v":362},"-",{"$f":"3.6*AV725/(4.19*(Калькулятор!$C$8-Калькулятор!$D$8))","v":31.094033412887828},{"$f":"IF(Калькулятор!$F$8<>70,INDEX($C$6:$V$17,MATCH(AM725,$B$6:$B$17,0),MATCH(AK725&AL725,$C$2:$V$2,0))*(Калькулятор!$F$8/70)^справочно!$Y$2,INDEX($C$6:$V$17,MATCH(AM725,$B$6:$B$17,0),MATCH(AK725&AL725,$C$2:$V$2,0)))","v":361.90000000000003}]
[null,null,null,null,null,null,null,null,null,null,null,null,null,null,null,null,null,null,null,null,null,null,null,null,null,null,"Конвектор внутрипольный Royal Thermo ATRIUM-75/200/1600-DG-U-BL","НС-1493480","RT-A-75/200/1600-DG-U-BL",3,5,8,12,17,20,22,75,200,1600,"DG","U","BL",{"$f":"IF((IFERROR(IF(VLOOKUP(AK726,X:Y,2,0)=TRUE,1,0),0)+IFERROR(IF(VLOOKUP(AL726,X:Y,2,0)=TRUE,1,0),0)+IFERROR(IF(VLOOKUP(AN726,X:Y,2,0)=TRUE,1,0),0)+IFERROR(IF(VLOOKUP(AO726,X:Y,2,0)=TRUE,1,0),0)+IFERROR(IF(VLOOKUP(AP726,X:Y,2,0)=TRUE,1,0),0)+IF(AND(AM726>=Калькулятор!$C$14,AM726<=Калькулятор!$E$14),1,0)+IF(OR(AND(AS726>=Калькулятор!$C$11,AS726<=IF(ISBLANK(Калькулятор!$E$11),100000,Калькулятор!$E$11)),Калькулятор!$C$11&Калькулятор!$E$11=\"\"),1,0))=7,1,0)","v":0},{"$f":"SUM(AQ$2:AQ726)","v":240},{"$f":"IF(Калькулятор!$F$8<>70,ROUND(INDEX($C$6:$V$17,MATCH(AM726,$B$6:$B$17,0),MATCH(AK726&AL726,$C$2:$V$2,0))*(Калькулятор!$F$8/70)^справочно!$Y$2,0),ROUND(INDEX($C$6:$V$17,MATCH(AM726,$B$6:$B$17,0),MATCH(AK726&AL726,$C$2:$V$2,0)),0))","v":425},"-",{"$f":"3.6*AV726/(4.19*(Калькулятор!$C$8-Калькулятор!$D$8))","v":36.481145584725539},{"$f":"IF(Калькулятор!$F$8<>70,INDEX($C$6:$V$17,MATCH(AM726,$B$6:$B$17,0),MATCH(AK726&AL726,$C$2:$V$2,0))*(Калькулятор!$F$8/70)^справочно!$Y$2,INDEX($C$6:$V$17,MATCH(AM726,$B$6:$B$17,0),MATCH(AK726&AL726,$C$2:$V$2,0)))","v":424.6}]
[null,null,null,null,null,null,null,null,null,null,null,null,null,null,null,null,null,null,null,null,null,null,null,null,null,null,"Конвектор внутрипольный Royal Thermo ATRIUM-75/200/1800-DG-U-BL","НС-1493481","RT-A-75/200/1800-DG-U-BL",3,5,8,12,17,20,22,75,200,1800,"DG","U","BL",{"$f":"IF((IFERROR(IF(VLOOKUP(AK727,X:Y,2,0)=TRUE,1,0),0)+IFERROR(IF(VLOOKUP(AL727,X:Y,2,0)=TRUE,1,0),0)+IFERROR(IF(VLOOKUP(AN727,X:Y,2,0)=TRUE,1,0),0)+IFERROR(IF(VLOOKUP(AO727,X:Y,2,0)=TRUE,1,0),0)+IFERROR(IF(VLOOKUP(AP727,X:Y,2,0)=TRUE,1,0),0)+IF(AND(AM727>=Калькулятор!$C$14,AM727<=Калькулятор!$E$14),1,0)+IF(OR(AND(AS727>=Калькулятор!$C$11,AS727<=IF(ISBLANK(Калькулятор!$E$11),100000,Калькулятор!$E$11)),Калькулятор!$C$11&Калькулятор!$E$11=\"\"),1,0))=7,1,0)","v":0},{"$f":"SUM(AQ$2:AQ727)","v":240},{"$f":"IF(Калькулятор!$F$8<>70,ROUND(INDEX($C$6:$V$17,MATCH(AM727,$B$6:$B$17,0),MATCH(AK727&AL727,$C$2:$V$2,0))*(Калькулятор!$F$8/70)^справочно!$Y$2,0),ROUND(INDEX($C$6:$V$17,MATCH(AM727,$B$6:$B$17,0),MATCH(AK727&AL727,$C$2:$V$2,0)),0))","v":487},"-",{"$f":"3.6*AV727/(4.19*(Калькулятор!$C$8-Калькулятор!$D$8))","v":41.868257756563239},{"$f":"IF(Калькулятор!$F$8<>70,INDEX($C$6:$V$17,MATCH(AM727,$B$6:$B$17,0),MATCH(AK727&AL727,$C$2:$V$2,0))*(Калькулятор!$F$8/70)^справочно!$Y$2,INDEX($C$6:$V$17,MATCH(AM727,$B$6:$B$17,0),MATCH(AK727&AL727,$C$2:$V$2,0)))","v":487.3}]
[null,null,null,null,null,null,null,null,null,null,null,null,null,null,null,null,null,null,null,null,null,null,null,null,null,null,"Конвектор внутрипольный Royal Thermo ATRIUM-75/200/2000-DG-U-BL","НС-1493482","RT-A-75/200/2000-DG-U-BL",3,5,8,12,17,20,22,75,200,2000,"DG","U","BL",{"$f":"IF((IFERROR(IF(VLOOKUP(AK728,X:Y,2,0)=TRUE,1,0),0)+IFERROR(IF(VLOOKUP(AL728,X:Y,2,0)=TRUE,1,0),0)+IFERROR(IF(VLOOKUP(AN728,X:Y,2,0)=TRUE,1,0),0)+IFERROR(IF(VLOOKUP(AO728,X:Y,2,0)=TRUE,1,0),0)+IFERROR(IF(VLOOKUP(AP728,X:Y,2,0)=TRUE,1,0),0)+IF(AND(AM728>=Калькулятор!$C$14,AM728<=Калькулятор!$E$14),1,0)+IF(OR(AND(AS728>=Калькулятор!$C$11,AS728<=IF(ISBLANK(Калькулятор!$E$11),100000,Калькулятор!$E$11)),Калькулятор!$C$11&Калькулятор!$E$11=\"\"),1,0))=7,1,0)","v":0},{"$f":"SUM(AQ$2:AQ728)","v":240},{"$f":"IF(Калькулятор!$F$8<>70,ROUND(INDEX($C$6:$V$17,MATCH(AM728,$B$6:$B$17,0),MATCH(AK728&AL728,$C$2:$V$2,0))*(Калькулятор!$F$8/70)^справочно!$Y$2,0),ROUND(INDEX($C$6:$V$17,MATCH(AM728,$B$6:$B$17,0),MATCH(AK728&AL728,$C$2:$V$2,0)),0))","v":550},"-",{"$f":"3.6*AV728/(4.19*(Калькулятор!$C$8-Калькулятор!$D$8))","v":47.255369928400945},{"$f":"IF(Калькулятор!$F$8<>70,INDEX($C$6:$V$17,MATCH(AM728,$B$6:$B$17,0),MATCH(AK728&AL728,$C$2:$V$2,0))*(Калькулятор!$F$8/70)^справочно!$Y$2,INDEX($C$6:$V$17,MATCH(AM728,$B$6:$B$17,0),MATCH(AK728&AL728,$C$2:$V$2,0)))","v":550}]
[null,null,null,null,null,null,null,null,null,null,null,null,null,null,null,null,null,null,null,null,null,null,null,null,null,null,"Конвектор внутрипольный Royal Thermo ATRIUM-75/200/2200-DG-U-BL","НС-1493483","RT-A-75/200/2200-DG-U-BL",3,5,8,12,17,20,22,75,200,2200,"DG","U","BL",{"$f":"IF((IFERROR(IF(VLOOKUP(AK729,X:Y,2,0)=TRUE,1,0),0)+IFERROR(IF(VLOOKUP(AL729,X:Y,2,0)=TRUE,1,0),0)+IFERROR(IF(VLOOKUP(AN729,X:Y,2,0)=TRUE,1,0),0)+IFERROR(IF(VLOOKUP(AO729,X:Y,2,0)=TRUE,1,0),0)+IFERROR(IF(VLOOKUP(AP729,X:Y,2,0)=TRUE,1,0),0)+IF(AND(AM729>=Калькулятор!$C$14,AM729<=Калькулятор!$E$14),1,0)+IF(OR(AND(AS729>=Калькулятор!$C$11,AS729<=IF(ISBLANK(Калькулятор!$E$11),100000,Калькулятор!$E$11)),Калькулятор!$C$11&Калькулятор!$E$11=\"\"),1,0))=7,1,0)","v":0},{"$f":"SUM(AQ$2:AQ729)","v":240},{"$f":"IF(Калькулятор!$F$8<>70,ROUND(INDEX($C$6:$V$17,MATCH(AM729,$B$6:$B$17,0),MATCH(AK729&AL729,$C$2:$V$2,0))*(Калькулятор!$F$8/70)^справочно!$Y$2,0),ROUND(INDEX($C$6:$V$17,MATCH(AM729,$B$6:$B$17,0),MATCH(AK729&AL729,$C$2:$V$2,0)),0))","v":613},"-",{"$f":"3.6*AV729/(4.19*(Калькулятор!$C$8-Калькулятор!$D$8))","v":52.642482100238659},{"$f":"IF(Калькулятор!$F$8<>70,INDEX($C$6:$V$17,MATCH(AM729,$B$6:$B$17,0),MATCH(AK729&AL729,$C$2:$V$2,0))*(Калькулятор!$F$8/70)^справочно!$Y$2,INDEX($C$6:$V$17,MATCH(AM729,$B$6:$B$17,0),MATCH(AK729&AL729,$C$2:$V$2,0)))","v":612.70000000000005}]
[null,null,null,null,null,null,null,null,null,null,null,null,null,null,null,null,null,null,null,null,null,null,null,null,null,null,"Конвектор внутрипольный Royal Thermo ATRIUM-75/200/2400-DG-U-BL","НС-1493484","RT-A-75/200/2400-DG-U-BL",3,5,8,12,17,20,22,75,200,2400,"DG","U","BL",{"$f":"IF((IFERROR(IF(VLOOKUP(AK730,X:Y,2,0)=TRUE,1,0),0)+IFERROR(IF(VLOOKUP(AL730,X:Y,2,0)=TRUE,1,0),0)+IFERROR(IF(VLOOKUP(AN730,X:Y,2,0)=TRUE,1,0),0)+IFERROR(IF(VLOOKUP(AO730,X:Y,2,0)=TRUE,1,0),0)+IFERROR(IF(VLOOKUP(AP730,X:Y,2,0)=TRUE,1,0),0)+IF(AND(AM730>=Калькулятор!$C$14,AM730<=Калькулятор!$E$14),1,0)+IF(OR(AND(AS730>=Калькулятор!$C$11,AS730<=IF(ISBLANK(Калькулятор!$E$11),100000,Калькулятор!$E$11)),Калькулятор!$C$11&Калькулятор!$E$11=\"\"),1,0))=7,1,0)","v":0},{"$f":"SUM(AQ$2:AQ730)","v":240},{"$f":"IF(Калькулятор!$F$8<>70,ROUND(INDEX($C$6:$V$17,MATCH(AM730,$B$6:$B$17,0),MATCH(AK730&AL730,$C$2:$V$2,0))*(Калькулятор!$F$8/70)^справочно!$Y$2,0),ROUND(INDEX($C$6:$V$17,MATCH(AM730,$B$6:$B$17,0),MATCH(AK730&AL730,$C$2:$V$2,0)),0))","v":678},"-",{"$f":"3.6*AV730/(4.19*(Калькулятор!$C$8-Калькулятор!$D$8))","v":58.218615751789969},{"$f":"IF(Калькулятор!$F$8<>70,INDEX($C$6:$V$17,MATCH(AM730,$B$6:$B$17,0),MATCH(AK730&AL730,$C$2:$V$2,0))*(Калькулятор!$F$8/70)^справочно!$Y$2,INDEX($C$6:$V$17,MATCH(AM730,$B$6:$B$17,0),MATCH(AK730&AL730,$C$2:$V$2,0)))","v":677.6}]
[null,null,null,null,null,null,null,null,null,null,null,null,null,null,null,null,null,null,null,null,null,null,null,null,null,null,"Конвектор внутрипольный Royal Thermo ATRIUM-75/200/2600-DG-U-BL","НС-1493485","RT-A-75/200/2600-DG-U-BL",3,5,8,12,17,20,22,75,200,2600,"DG","U","BL",{"$f":"IF((IFERROR(IF(VLOOKUP(AK731,X:Y,2,0)=TRUE,1,0),0)+IFERROR(IF(VLOOKUP(AL731,X:Y,2,0)=TRUE,1,0),0)+IFERROR(IF(VLOOKUP(AN731,X:Y,2,0)=TRUE,1,0),0)+IFERROR(IF(VLOOKUP(AO731,X:Y,2,0)=TRUE,1,0),0)+IFERROR(IF(VLOOKUP(AP731,X:Y,2,0)=TRUE,1,0),0)+IF(AND(AM731>=Калькулятор!$C$14,AM731<=Калькулятор!$E$14),1,0)+IF(OR(AND(AS731>=Калькулятор!$C$11,AS731<=IF(ISBLANK(Калькулятор!$E$11),100000,Калькулятор!$E$11)),Калькулятор!$C$11&Калькулятор!$E$11=\"\"),1,0))=7,1,0)","v":0},{"$f":"SUM(AQ$2:AQ731)","v":240},{"$f":"IF(Калькулятор!$F$8<>70,ROUND(INDEX($C$6:$V$17,MATCH(AM731,$B$6:$B$17,0),MATCH(AK731&AL731,$C$2:$V$2,0))*(Калькулятор!$F$8/70)^справочно!$Y$2,0),ROUND(INDEX($C$6:$V$17,MATCH(AM731,$B$6:$B$17,0),MATCH(AK731&AL731,$C$2:$V$2,0)),0))","v":740},"ЗО",{"$f":"3.6*AV731/(4.19*(Калькулятор!$C$8-Калькулятор!$D$8))","v":63.605727923627683},{"$f":"IF(Калькулятор!$F$8<>70,INDEX($C$6:$V$17,MATCH(AM731,$B$6:$B$17,0),MATCH(AK731&AL731,$C$2:$V$2,0))*(Калькулятор!$F$8/70)^справочно!$Y$2,INDEX($C$6:$V$17,MATCH(AM731,$B$6:$B$17,0),MATCH(AK731&AL731,$C$2:$V$2,0)))","v":740.30000000000007}]
[null,null,null,null,null,null,null,null,null,null,null,null,null,null,null,null,null,null,null,null,null,null,null,null,null,null,"Конвектор внутрипольный Royal Thermo ATRIUM-75/200/2800-DG-U-BL","НС-1493486","RT-A-75/200/2800-DG-U-BL",3,5,8,12,17,20,22,75,200,2800,"DG","U","BL",{"$f":"IF((IFERROR(IF(VLOOKUP(AK732,X:Y,2,0)=TRUE,1,0),0)+IFERROR(IF(VLOOKUP(AL732,X:Y,2,0)=TRUE,1,0),0)+IFERROR(IF(VLOOKUP(AN732,X:Y,2,0)=TRUE,1,0),0)+IFERROR(IF(VLOOKUP(AO732,X:Y,2,0)=TRUE,1,0),0)+IFERROR(IF(VLOOKUP(AP732,X:Y,2,0)=TRUE,1,0),0)+IF(AND(AM732>=Калькулятор!$C$14,AM732<=Калькулятор!$E$14),1,0)+IF(OR(AND(AS732>=Калькулятор!$C$11,AS732<=IF(ISBLANK(Калькулятор!$E$11),100000,Калькулятор!$E$11)),Калькулятор!$C$11&Калькулятор!$E$11=\"\"),1,0))=7,1,0)","v":0},{"$f":"SUM(AQ$2:AQ732)","v":240},{"$f":"IF(Калькулятор!$F$8<>70,ROUND(INDEX($C$6:$V$17,MATCH(AM732,$B$6:$B$17,0),MATCH(AK732&AL732,$C$2:$V$2,0))*(Калькулятор!$F$8/70)^справочно!$Y$2,0),ROUND(INDEX($C$6:$V$17,MATCH(AM732,$B$6:$B$17,0),MATCH(AK732&AL732,$C$2:$V$2,0)),0))","v":803},"ЗО",{"$f":"3.6*AV732/(4.19*(Калькулятор!$C$8-Калькулятор!$D$8))","v":68.992840095465397},{"$f":"IF(Калькулятор!$F$8<>70,INDEX($C$6:$V$17,MATCH(AM732,$B$6:$B$17,0),MATCH(AK732&AL732,$C$2:$V$2,0))*(Калькулятор!$F$8/70)^справочно!$Y$2,INDEX($C$6:$V$17,MATCH(AM732,$B$6:$B$17,0),MATCH(AK732&AL732,$C$2:$V$2,0)))","v":803.00000000000011}]
[null,null,null,null,null,null,null,null,null,null,null,null,null,null,null,null,null,null,null,null,null,null,null,null,null,null,"Конвектор внутрипольный Royal Thermo ATRIUM-75/200/3000-DG-U-BL","НС-1493487","RT-A-75/200/3000-DG-U-BL",3,5,8,12,17,20,22,75,200,3000,"DG","U","BL",{"$f":"IF((IFERROR(IF(VLOOKUP(AK733,X:Y,2,0)=TRUE,1,0),0)+IFERROR(IF(VLOOKUP(AL733,X:Y,2,0)=TRUE,1,0),0)+IFERROR(IF(VLOOKUP(AN733,X:Y,2,0)=TRUE,1,0),0)+IFERROR(IF(VLOOKUP(AO733,X:Y,2,0)=TRUE,1,0),0)+IFERROR(IF(VLOOKUP(AP733,X:Y,2,0)=TRUE,1,0),0)+IF(AND(AM733>=Калькулятор!$C$14,AM733<=Калькулятор!$E$14),1,0)+IF(OR(AND(AS733>=Калькулятор!$C$11,AS733<=IF(ISBLANK(Калькулятор!$E$11),100000,Калькулятор!$E$11)),Калькулятор!$C$11&Калькулятор!$E$11=\"\"),1,0))=7,1,0)","v":0},{"$f":"SUM(AQ$2:AQ733)","v":240},{"$f":"IF(Калькулятор!$F$8<>70,ROUND(INDEX($C$6:$V$17,MATCH(AM733,$B$6:$B$17,0),MATCH(AK733&AL733,$C$2:$V$2,0))*(Калькулятор!$F$8/70)^справочно!$Y$2,0),ROUND(INDEX($C$6:$V$17,MATCH(AM733,$B$6:$B$17,0),MATCH(AK733&AL733,$C$2:$V$2,0)),0))","v":866},"ЗО",{"$f":"3.6*AV733/(4.19*(Калькулятор!$C$8-Калькулятор!$D$8))","v":74.379952267303096},{"$f":"IF(Калькулятор!$F$8<>70,INDEX($C$6:$V$17,MATCH(AM733,$B$6:$B$17,0),MATCH(AK733&AL733,$C$2:$V$2,0))*(Калькулятор!$F$8/70)^справочно!$Y$2,INDEX($C$6:$V$17,MATCH(AM733,$B$6:$B$17,0),MATCH(AK733&AL733,$C$2:$V$2,0)))","v":865.7}]
[null,null,null,null,null,null,null,null,null,null,null,null,null,null,null,null,null,null,null,null,null,null,null,null,null,null,"Конвектор внутрипольный Royal Thermo ATRIUM-75/250/800-DG-U-BL","НС-1493501","RT-A-75/250/800-DG-U-BL",3,5,8,12,16,19,21,75,250,800,"DG","U","BL",{"$f":"IF((IFERROR(IF(VLOOKUP(AK734,X:Y,2,0)=TRUE,1,0),0)+IFERROR(IF(VLOOKUP(AL734,X:Y,2,0)=TRUE,1,0),0)+IFERROR(IF(VLOOKUP(AN734,X:Y,2,0)=TRUE,1,0),0)+IFERROR(IF(VLOOKUP(AO734,X:Y,2,0)=TRUE,1,0),0)+IFERROR(IF(VLOOKUP(AP734,X:Y,2,0)=TRUE,1,0),0)+IF(AND(AM734>=Калькулятор!$C$14,AM734<=Калькулятор!$E$14),1,0)+IF(OR(AND(AS734>=Калькулятор!$C$11,AS734<=IF(ISBLANK(Калькулятор!$E$11),100000,Калькулятор!$E$11)),Калькулятор!$C$11&Калькулятор!$E$11=\"\"),1,0))=7,1,0)","v":0},{"$f":"SUM(AQ$2:AQ734)","v":240},{"$f":"IF(Калькулятор!$F$8<>70,ROUND(INDEX($C$6:$V$17,MATCH(AM734,$B$6:$B$17,0),MATCH(AK734&AL734,$C$2:$V$2,0))*(Калькулятор!$F$8/70)^справочно!$Y$2,0),ROUND(INDEX($C$6:$V$17,MATCH(AM734,$B$6:$B$17,0),MATCH(AK734&AL734,$C$2:$V$2,0)),0))","v":216},"ЗО",{"$f":"3.6*AV734/(4.19*(Калькулятор!$C$8-Калькулятор!$D$8))","v":18.524105011933173},{"$f":"IF(Калькулятор!$F$8<>70,INDEX($C$6:$V$17,MATCH(AM734,$B$6:$B$17,0),MATCH(AK734&AL734,$C$2:$V$2,0))*(Калькулятор!$F$8/70)^справочно!$Y$2,INDEX($C$6:$V$17,MATCH(AM734,$B$6:$B$17,0),MATCH(AK734&AL734,$C$2:$V$2,0)))","v":215.60000000000002}]
[null,null,null,null,null,null,null,null,null,null,null,null,null,null,null,null,null,null,null,null,null,null,null,null,null,null,"Конвектор внутрипольный Royal Thermo ATRIUM-75/250/1000-DG-U-BL","НС-1493490","RT-A-75/250/1000-DG-U-BL",3,5,8,12,17,20,22,75,250,1000,"DG","U","BL",{"$f":"IF((IFERROR(IF(VLOOKUP(AK735,X:Y,2,0)=TRUE,1,0),0)+IFERROR(IF(VLOOKUP(AL735,X:Y,2,0)=TRUE,1,0),0)+IFERROR(IF(VLOOKUP(AN735,X:Y,2,0)=TRUE,1,0),0)+IFERROR(IF(VLOOKUP(AO735,X:Y,2,0)=TRUE,1,0),0)+IFERROR(IF(VLOOKUP(AP735,X:Y,2,0)=TRUE,1,0),0)+IF(AND(AM735>=Калькулятор!$C$14,AM735<=Калькулятор!$E$14),1,0)+IF(OR(AND(AS735>=Калькулятор!$C$11,AS735<=IF(ISBLANK(Калькулятор!$E$11),100000,Калькулятор!$E$11)),Калькулятор!$C$11&Калькулятор!$E$11=\"\"),1,0))=7,1,0)","v":0},{"$f":"SUM(AQ$2:AQ735)","v":240},{"$f":"IF(Калькулятор!$F$8<>70,ROUND(INDEX($C$6:$V$17,MATCH(AM735,$B$6:$B$17,0),MATCH(AK735&AL735,$C$2:$V$2,0))*(Калькулятор!$F$8/70)^справочно!$Y$2,0),ROUND(INDEX($C$6:$V$17,MATCH(AM735,$B$6:$B$17,0),MATCH(AK735&AL735,$C$2:$V$2,0)),0))","v":293},"-",{"$f":"3.6*AV735/(4.19*(Калькулятор!$C$8-Калькулятор!$D$8))","v":25.139856801909307},{"$f":"IF(Калькулятор!$F$8<>70,INDEX($C$6:$V$17,MATCH(AM735,$B$6:$B$17,0),MATCH(AK735&AL735,$C$2:$V$2,0))*(Калькулятор!$F$8/70)^справочно!$Y$2,INDEX($C$6:$V$17,MATCH(AM735,$B$6:$B$17,0),MATCH(AK735&AL735,$C$2:$V$2,0)))","v":292.60000000000002}]
[null,null,null,null,null,null,null,null,null,null,null,null,null,null,null,null,null,null,null,null,null,null,null,null,null,null,"Конвектор внутрипольный Royal Thermo ATRIUM-75/250/1200-DG-U-BL","НС-1493491","RT-A-75/250/1200-DG-U-BL",3,5,8,12,17,20,22,75,250,1200,"DG","U","BL",{"$f":"IF((IFERROR(IF(VLOOKUP(AK736,X:Y,2,0)=TRUE,1,0),0)+IFERROR(IF(VLOOKUP(AL736,X:Y,2,0)=TRUE,1,0),0)+IFERROR(IF(VLOOKUP(AN736,X:Y,2,0)=TRUE,1,0),0)+IFERROR(IF(VLOOKUP(AO736,X:Y,2,0)=TRUE,1,0),0)+IFERROR(IF(VLOOKUP(AP736,X:Y,2,0)=TRUE,1,0),0)+IF(AND(AM736>=Калькулятор!$C$14,AM736<=Калькулятор!$E$14),1,0)+IF(OR(AND(AS736>=Калькулятор!$C$11,AS736<=IF(ISBLANK(Калькулятор!$E$11),100000,Калькулятор!$E$11)),Калькулятор!$C$11&Калькулятор!$E$11=\"\"),1,0))=7,1,0)","v":0},{"$f":"SUM(AQ$2:AQ736)","v":240},{"$f":"IF(Калькулятор!$F$8<>70,ROUND(INDEX($C$6:$V$17,MATCH(AM736,$B$6:$B$17,0),MATCH(AK736&AL736,$C$2:$V$2,0))*(Калькулятор!$F$8/70)^справочно!$Y$2,0),ROUND(INDEX($C$6:$V$17,MATCH(AM736,$B$6:$B$17,0),MATCH(AK736&AL736,$C$2:$V$2,0)),0))","v":370},"-",{"$f":"3.6*AV736/(4.19*(Калькулятор!$C$8-Калькулятор!$D$8))","v":31.755608591885441},{"$f":"IF(Калькулятор!$F$8<>70,INDEX($C$6:$V$17,MATCH(AM736,$B$6:$B$17,0),MATCH(AK736&AL736,$C$2:$V$2,0))*(Калькулятор!$F$8/70)^справочно!$Y$2,INDEX($C$6:$V$17,MATCH(AM736,$B$6:$B$17,0),MATCH(AK736&AL736,$C$2:$V$2,0)))","v":369.6}]
[null,null,null,null,null,null,null,null,null,null,null,null,null,null,null,null,null,null,null,null,null,null,null,null,null,null,"Конвектор внутрипольный Royal Thermo ATRIUM-75/250/1400-DG-U-BL","НС-1493492","RT-A-75/250/1400-DG-U-BL",3,5,8,12,17,20,22,75,250,1400,"DG","U","BL",{"$f":"IF((IFERROR(IF(VLOOKUP(AK737,X:Y,2,0)=TRUE,1,0),0)+IFERROR(IF(VLOOKUP(AL737,X:Y,2,0)=TRUE,1,0),0)+IFERROR(IF(VLOOKUP(AN737,X:Y,2,0)=TRUE,1,0),0)+IFERROR(IF(VLOOKUP(AO737,X:Y,2,0)=TRUE,1,0),0)+IFERROR(IF(VLOOKUP(AP737,X:Y,2,0)=TRUE,1,0),0)+IF(AND(AM737>=Калькулятор!$C$14,AM737<=Калькулятор!$E$14),1,0)+IF(OR(AND(AS737>=Калькулятор!$C$11,AS737<=IF(ISBLANK(Калькулятор!$E$11),100000,Калькулятор!$E$11)),Калькулятор!$C$11&Калькулятор!$E$11=\"\"),1,0))=7,1,0)","v":0},{"$f":"SUM(AQ$2:AQ737)","v":240},{"$f":"IF(Калькулятор!$F$8<>70,ROUND(INDEX($C$6:$V$17,MATCH(AM737,$B$6:$B$17,0),MATCH(AK737&AL737,$C$2:$V$2,0))*(Калькулятор!$F$8/70)^справочно!$Y$2,0),ROUND(INDEX($C$6:$V$17,MATCH(AM737,$B$6:$B$17,0),MATCH(AK737&AL737,$C$2:$V$2,0)),0))","v":448},"-",{"$f":"3.6*AV737/(4.19*(Калькулятор!$C$8-Калькулятор!$D$8))","v":38.465871121718379},{"$f":"IF(Калькулятор!$F$8<>70,INDEX($C$6:$V$17,MATCH(AM737,$B$6:$B$17,0),MATCH(AK737&AL737,$C$2:$V$2,0))*(Калькулятор!$F$8/70)^справочно!$Y$2,INDEX($C$6:$V$17,MATCH(AM737,$B$6:$B$17,0),MATCH(AK737&AL737,$C$2:$V$2,0)))","v":447.70000000000005}]
[null,null,null,null,null,null,null,null,null,null,null,null,null,null,null,null,null,null,null,null,null,null,null,null,null,null,"Конвектор внутрипольный Royal Thermo ATRIUM-75/250/1600-DG-U-BL","НС-1493493","RT-A-75/250/1600-DG-U-BL",3,5,8,12,17,20,22,75,250,1600,"DG","U","BL",{"$f":"IF((IFERROR(IF(VLOOKUP(AK738,X:Y,2,0)=TRUE,1,0),0)+IFERROR(IF(VLOOKUP(AL738,X:Y,2,0)=TRUE,1,0),0)+IFERROR(IF(VLOOKUP(AN738,X:Y,2,0)=TRUE,1,0),0)+IFERROR(IF(VLOOKUP(AO738,X:Y,2,0)=TRUE,1,0),0)+IFERROR(IF(VLOOKUP(AP738,X:Y,2,0)=TRUE,1,0),0)+IF(AND(AM738>=Калькулятор!$C$14,AM738<=Калькулятор!$E$14),1,0)+IF(OR(AND(AS738>=Калькулятор!$C$11,AS738<=IF(ISBLANK(Калькулятор!$E$11),100000,Калькулятор!$E$11)),Калькулятор!$C$11&Калькулятор!$E$11=\"\"),1,0))=7,1,0)","v":0},{"$f":"SUM(AQ$2:AQ738)","v":240},{"$f":"IF(Калькулятор!$F$8<>70,ROUND(INDEX($C$6:$V$17,MATCH(AM738,$B$6:$B$17,0),MATCH(AK738&AL738,$C$2:$V$2,0))*(Калькулятор!$F$8/70)^справочно!$Y$2,0),ROUND(INDEX($C$6:$V$17,MATCH(AM738,$B$6:$B$17,0),MATCH(AK738&AL738,$C$2:$V$2,0)),0))","v":525},"-",{"$f":"3.6*AV738/(4.19*(Калькулятор!$C$8-Калькулятор!$D$8))","v":45.08162291169451},{"$f":"IF(Калькулятор!$F$8<>70,INDEX($C$6:$V$17,MATCH(AM738,$B$6:$B$17,0),MATCH(AK738&AL738,$C$2:$V$2,0))*(Калькулятор!$F$8/70)^справочно!$Y$2,INDEX($C$6:$V$17,MATCH(AM738,$B$6:$B$17,0),MATCH(AK738&AL738,$C$2:$V$2,0)))","v":524.70000000000005}]
[null,null,null,null,null,null,null,null,null,null,null,null,null,null,null,null,null,null,null,null,null,null,null,null,null,null,"Конвектор внутрипольный Royal Thermo ATRIUM-75/250/1800-DG-U-BL","НС-1493494","RT-A-75/250/1800-DG-U-BL",3,5,8,12,17,20,22,75,250,1800,"DG","U","BL",{"$f":"IF((IFERROR(IF(VLOOKUP(AK739,X:Y,2,0)=TRUE,1,0),0)+IFERROR(IF(VLOOKUP(AL739,X:Y,2,0)=TRUE,1,0),0)+IFERROR(IF(VLOOKUP(AN739,X:Y,2,0)=TRUE,1,0),0)+IFERROR(IF(VLOOKUP(AO739,X:Y,2,0)=TRUE,1,0),0)+IFERROR(IF(VLOOKUP(AP739,X:Y,2,0)=TRUE,1,0),0)+IF(AND(AM739>=Калькулятор!$C$14,AM739<=Калькулятор!$E$14),1,0)+IF(OR(AND(AS739>=Калькулятор!$C$11,AS739<=IF(ISBLANK(Калькулятор!$E$11),100000,Калькулятор!$E$11)),Калькулятор!$C$11&Калькулятор!$E$11=\"\"),1,0))=7,1,0)","v":0},{"$f":"SUM(AQ$2:AQ739)","v":240},{"$f":"IF(Калькулятор!$F$8<>70,ROUND(INDEX($C$6:$V$17,MATCH(AM739,$B$6:$B$17,0),MATCH(AK739&AL739,$C$2:$V$2,0))*(Калькулятор!$F$8/70)^справочно!$Y$2,0),ROUND(INDEX($C$6:$V$17,MATCH(AM739,$B$6:$B$17,0),MATCH(AK739&AL739,$C$2:$V$2,0)),0))","v":602},"-",{"$f":"3.6*AV739/(4.19*(Калькулятор!$C$8-Калькулятор!$D$8))","v":51.697374701670647},{"$f":"IF(Калькулятор!$F$8<>70,INDEX($C$6:$V$17,MATCH(AM739,$B$6:$B$17,0),MATCH(AK739&AL739,$C$2:$V$2,0))*(Калькулятор!$F$8/70)^справочно!$Y$2,INDEX($C$6:$V$17,MATCH(AM739,$B$6:$B$17,0),MATCH(AK739&AL739,$C$2:$V$2,0)))","v":601.70000000000005}]
[null,null,null,null,null,null,null,null,null,null,null,null,null,null,null,null,null,null,null,null,null,null,null,null,null,null,"Конвектор внутрипольный Royal Thermo ATRIUM-75/250/2000-DG-U-BL","НС-1493495","RT-A-75/250/2000-DG-U-BL",3,5,8,12,17,20,22,75,250,2000,"DG","U","BL",{"$f":"IF((IFERROR(IF(VLOOKUP(AK740,X:Y,2,0)=TRUE,1,0),0)+IFERROR(IF(VLOOKUP(AL740,X:Y,2,0)=TRUE,1,0),0)+IFERROR(IF(VLOOKUP(AN740,X:Y,2,0)=TRUE,1,0),0)+IFERROR(IF(VLOOKUP(AO740,X:Y,2,0)=TRUE,1,0),0)+IFERROR(IF(VLOOKUP(AP740,X:Y,2,0)=TRUE,1,0),0)+IF(AND(AM740>=Калькулятор!$C$14,AM740<=Калькулятор!$E$14),1,0)+IF(OR(AND(AS740>=Калькулятор!$C$11,AS740<=IF(ISBLANK(Калькулятор!$E$11),100000,Калькулятор!$E$11)),Калькулятор!$C$11&Калькулятор!$E$11=\"\"),1,0))=7,1,0)","v":0},{"$f":"SUM(AQ$2:AQ740)","v":240},{"$f":"IF(Калькулятор!$F$8<>70,ROUND(INDEX($C$6:$V$17,MATCH(AM740,$B$6:$B$17,0),MATCH(AK740&AL740,$C$2:$V$2,0))*(Калькулятор!$F$8/70)^справочно!$Y$2,0),ROUND(INDEX($C$6:$V$17,MATCH(AM740,$B$6:$B$17,0),MATCH(AK740&AL740,$C$2:$V$2,0)),0))","v":680},"-",{"$f":"3.6*AV740/(4.19*(Калькулятор!$C$8-Калькулятор!$D$8))","v":58.407637231503578},{"$f":"IF(Калькулятор!$F$8<>70,INDEX($C$6:$V$17,MATCH(AM740,$B$6:$B$17,0),MATCH(AK740&AL740,$C$2:$V$2,0))*(Калькулятор!$F$8/70)^справочно!$Y$2,INDEX($C$6:$V$17,MATCH(AM740,$B$6:$B$17,0),MATCH(AK740&AL740,$C$2:$V$2,0)))","v":679.80000000000007}]
[null,null,null,null,null,null,null,null,null,null,null,null,null,null,null,null,null,null,null,null,null,null,null,null,null,null,"Конвектор внутрипольный Royal Thermo ATRIUM-75/250/2200-DG-U-BL","НС-1493496","RT-A-75/250/2200-DG-U-BL",3,5,8,12,17,20,22,75,250,2200,"DG","U","BL",{"$f":"IF((IFERROR(IF(VLOOKUP(AK741,X:Y,2,0)=TRUE,1,0),0)+IFERROR(IF(VLOOKUP(AL741,X:Y,2,0)=TRUE,1,0),0)+IFERROR(IF(VLOOKUP(AN741,X:Y,2,0)=TRUE,1,0),0)+IFERROR(IF(VLOOKUP(AO741,X:Y,2,0)=TRUE,1,0),0)+IFERROR(IF(VLOOKUP(AP741,X:Y,2,0)=TRUE,1,0),0)+IF(AND(AM741>=Калькулятор!$C$14,AM741<=Калькулятор!$E$14),1,0)+IF(OR(AND(AS741>=Калькулятор!$C$11,AS741<=IF(ISBLANK(Калькулятор!$E$11),100000,Калькулятор!$E$11)),Калькулятор!$C$11&Калькулятор!$E$11=\"\"),1,0))=7,1,0)","v":0},{"$f":"SUM(AQ$2:AQ741)","v":240},{"$f":"IF(Калькулятор!$F$8<>70,ROUND(INDEX($C$6:$V$17,MATCH(AM741,$B$6:$B$17,0),MATCH(AK741&AL741,$C$2:$V$2,0))*(Калькулятор!$F$8/70)^справочно!$Y$2,0),ROUND(INDEX($C$6:$V$17,MATCH(AM741,$B$6:$B$17,0),MATCH(AK741&AL741,$C$2:$V$2,0)),0))","v":757},"-",{"$f":"3.6*AV741/(4.19*(Калькулятор!$C$8-Калькулятор!$D$8))","v":65.023389021479716},{"$f":"IF(Калькулятор!$F$8<>70,INDEX($C$6:$V$17,MATCH(AM741,$B$6:$B$17,0),MATCH(AK741&AL741,$C$2:$V$2,0))*(Калькулятор!$F$8/70)^справочно!$Y$2,INDEX($C$6:$V$17,MATCH(AM741,$B$6:$B$17,0),MATCH(AK741&AL741,$C$2:$V$2,0)))","v":756.80000000000007}]
[null,null,null,null,null,null,null,null,null,null,null,null,null,null,null,null,null,null,null,null,null,null,null,null,null,null,"Конвектор внутрипольный Royal Thermo ATRIUM-75/250/2400-DG-U-BL","НС-1493497","RT-A-75/250/2400-DG-U-BL",3,5,8,12,17,20,22,75,250,2400,"DG","U","BL",{"$f":"IF((IFERROR(IF(VLOOKUP(AK742,X:Y,2,0)=TRUE,1,0),0)+IFERROR(IF(VLOOKUP(AL742,X:Y,2,0)=TRUE,1,0),0)+IFERROR(IF(VLOOKUP(AN742,X:Y,2,0)=TRUE,1,0),0)+IFERROR(IF(VLOOKUP(AO742,X:Y,2,0)=TRUE,1,0),0)+IFERROR(IF(VLOOKUP(AP742,X:Y,2,0)=TRUE,1,0),0)+IF(AND(AM742>=Калькулятор!$C$14,AM742<=Калькулятор!$E$14),1,0)+IF(OR(AND(AS742>=Калькулятор!$C$11,AS742<=IF(ISBLANK(Калькулятор!$E$11),100000,Калькулятор!$E$11)),Калькулятор!$C$11&Калькулятор!$E$11=\"\"),1,0))=7,1,0)","v":0},{"$f":"SUM(AQ$2:AQ742)","v":240},{"$f":"IF(Калькулятор!$F$8<>70,ROUND(INDEX($C$6:$V$17,MATCH(AM742,$B$6:$B$17,0),MATCH(AK742&AL742,$C$2:$V$2,0))*(Калькулятор!$F$8/70)^справочно!$Y$2,0),ROUND(INDEX($C$6:$V$17,MATCH(AM742,$B$6:$B$17,0),MATCH(AK742&AL742,$C$2:$V$2,0)),0))","v":836},"-",{"$f":"3.6*AV742/(4.19*(Калькулятор!$C$8-Калькулятор!$D$8))","v":71.828162291169448},{"$f":"IF(Калькулятор!$F$8<>70,INDEX($C$6:$V$17,MATCH(AM742,$B$6:$B$17,0),MATCH(AK742&AL742,$C$2:$V$2,0))*(Калькулятор!$F$8/70)^справочно!$Y$2,INDEX($C$6:$V$17,MATCH(AM742,$B$6:$B$17,0),MATCH(AK742&AL742,$C$2:$V$2,0)))","v":836.00000000000011}]
[null,null,null,null,null,null,null,null,null,null,null,null,null,null,null,null,null,null,null,null,null,null,null,null,null,null,"Конвектор внутрипольный Royal Thermo ATRIUM-75/250/2600-DG-U-BL","НС-1493498","RT-A-75/250/2600-DG-U-BL",3,5,8,12,17,20,22,75,250,2600,"DG","U","BL",{"$f":"IF((IFERROR(IF(VLOOKUP(AK743,X:Y,2,0)=TRUE,1,0),0)+IFERROR(IF(VLOOKUP(AL743,X:Y,2,0)=TRUE,1,0),0)+IFERROR(IF(VLOOKUP(AN743,X:Y,2,0)=TRUE,1,0),0)+IFERROR(IF(VLOOKUP(AO743,X:Y,2,0)=TRUE,1,0),0)+IFERROR(IF(VLOOKUP(AP743,X:Y,2,0)=TRUE,1,0),0)+IF(AND(AM743>=Калькулятор!$C$14,AM743<=Калькулятор!$E$14),1,0)+IF(OR(AND(AS743>=Калькулятор!$C$11,AS743<=IF(ISBLANK(Калькулятор!$E$11),100000,Калькулятор!$E$11)),Калькулятор!$C$11&Калькулятор!$E$11=\"\"),1,0))=7,1,0)","v":0},{"$f":"SUM(AQ$2:AQ743)","v":240},{"$f":"IF(Калькулятор!$F$8<>70,ROUND(INDEX($C$6:$V$17,MATCH(AM743,$B$6:$B$17,0),MATCH(AK743&AL743,$C$2:$V$2,0))*(Калькулятор!$F$8/70)^справочно!$Y$2,0),ROUND(INDEX($C$6:$V$17,MATCH(AM743,$B$6:$B$17,0),MATCH(AK743&AL743,$C$2:$V$2,0)),0))","v":914},"ЗО",{"$f":"3.6*AV743/(4.19*(Калькулятор!$C$8-Калькулятор!$D$8))","v":78.53842482100238},{"$f":"IF(Калькулятор!$F$8<>70,INDEX($C$6:$V$17,MATCH(AM743,$B$6:$B$17,0),MATCH(AK743&AL743,$C$2:$V$2,0))*(Калькулятор!$F$8/70)^справочно!$Y$2,INDEX($C$6:$V$17,MATCH(AM743,$B$6:$B$17,0),MATCH(AK743&AL743,$C$2:$V$2,0)))","v":914.1}]
[null,null,null,null,null,null,null,null,null,null,null,null,null,null,null,null,null,null,null,null,null,null,null,null,null,null,"Конвектор внутрипольный Royal Thermo ATRIUM-75/250/2800-DG-U-BL","НС-1493499","RT-A-75/250/2800-DG-U-BL",3,5,8,12,17,20,22,75,250,2800,"DG","U","BL",{"$f":"IF((IFERROR(IF(VLOOKUP(AK744,X:Y,2,0)=TRUE,1,0),0)+IFERROR(IF(VLOOKUP(AL744,X:Y,2,0)=TRUE,1,0),0)+IFERROR(IF(VLOOKUP(AN744,X:Y,2,0)=TRUE,1,0),0)+IFERROR(IF(VLOOKUP(AO744,X:Y,2,0)=TRUE,1,0),0)+IFERROR(IF(VLOOKUP(AP744,X:Y,2,0)=TRUE,1,0),0)+IF(AND(AM744>=Калькулятор!$C$14,AM744<=Калькулятор!$E$14),1,0)+IF(OR(AND(AS744>=Калькулятор!$C$11,AS744<=IF(ISBLANK(Калькулятор!$E$11),100000,Калькулятор!$E$11)),Калькулятор!$C$11&Калькулятор!$E$11=\"\"),1,0))=7,1,0)","v":0},{"$f":"SUM(AQ$2:AQ744)","v":240},{"$f":"IF(Калькулятор!$F$8<>70,ROUND(INDEX($C$6:$V$17,MATCH(AM744,$B$6:$B$17,0),MATCH(AK744&AL744,$C$2:$V$2,0))*(Калькулятор!$F$8/70)^справочно!$Y$2,0),ROUND(INDEX($C$6:$V$17,MATCH(AM744,$B$6:$B$17,0),MATCH(AK744&AL744,$C$2:$V$2,0)),0))","v":991},"ЗО",{"$f":"3.6*AV744/(4.19*(Калькулятор!$C$8-Калькулятор!$D$8))","v":85.154176610978524},{"$f":"IF(Калькулятор!$F$8<>70,INDEX($C$6:$V$17,MATCH(AM744,$B$6:$B$17,0),MATCH(AK744&AL744,$C$2:$V$2,0))*(Калькулятор!$F$8/70)^справочно!$Y$2,INDEX($C$6:$V$17,MATCH(AM744,$B$6:$B$17,0),MATCH(AK744&AL744,$C$2:$V$2,0)))","v":991.10000000000014}]
[null,null,null,null,null,null,null,null,null,null,null,null,null,null,null,null,null,null,null,null,null,null,null,null,null,null,"Конвектор внутрипольный Royal Thermo ATRIUM-75/250/3000-DG-U-BL","НС-1493500","RT-A-75/250/3000-DG-U-BL",3,5,8,12,17,20,22,75,250,3000,"DG","U","BL",{"$f":"IF((IFERROR(IF(VLOOKUP(AK745,X:Y,2,0)=TRUE,1,0),0)+IFERROR(IF(VLOOKUP(AL745,X:Y,2,0)=TRUE,1,0),0)+IFERROR(IF(VLOOKUP(AN745,X:Y,2,0)=TRUE,1,0),0)+IFERROR(IF(VLOOKUP(AO745,X:Y,2,0)=TRUE,1,0),0)+IFERROR(IF(VLOOKUP(AP745,X:Y,2,0)=TRUE,1,0),0)+IF(AND(AM745>=Калькулятор!$C$14,AM745<=Калькулятор!$E$14),1,0)+IF(OR(AND(AS745>=Калькулятор!$C$11,AS745<=IF(ISBLANK(Калькулятор!$E$11),100000,Калькулятор!$E$11)),Калькулятор!$C$11&Калькулятор!$E$11=\"\"),1,0))=7,1,0)","v":0},{"$f":"SUM(AQ$2:AQ745)","v":240},{"$f":"IF(Калькулятор!$F$8<>70,ROUND(INDEX($C$6:$V$17,MATCH(AM745,$B$6:$B$17,0),MATCH(AK745&AL745,$C$2:$V$2,0))*(Калькулятор!$F$8/70)^справочно!$Y$2,0),ROUND(INDEX($C$6:$V$17,MATCH(AM745,$B$6:$B$17,0),MATCH(AK745&AL745,$C$2:$V$2,0)),0))","v":1068},"ЗО",{"$f":"3.6*AV745/(4.19*(Калькулятор!$C$8-Калькулятор!$D$8))","v":91.769928400954655},{"$f":"IF(Калькулятор!$F$8<>70,INDEX($C$6:$V$17,MATCH(AM745,$B$6:$B$17,0),MATCH(AK745&AL745,$C$2:$V$2,0))*(Калькулятор!$F$8/70)^справочно!$Y$2,INDEX($C$6:$V$17,MATCH(AM745,$B$6:$B$17,0),MATCH(AK745&AL745,$C$2:$V$2,0)))","v":1068.1000000000001}]
[null,null,null,null,null,null,null,null,null,null,null,null,null,null,null,null,null,null,null,null,null,null,null,null,null,null,"Конвектор внутрипольный Royal Thermo ATRIUM-75/300/800-DG-U-BL","НС-1493514","RT-A-75/300/800-DG-U-BL",3,5,8,12,16,19,21,75,300,800,"DG","U","BL",{"$f":"IF((IFERROR(IF(VLOOKUP(AK746,X:Y,2,0)=TRUE,1,0),0)+IFERROR(IF(VLOOKUP(AL746,X:Y,2,0)=TRUE,1,0),0)+IFERROR(IF(VLOOKUP(AN746,X:Y,2,0)=TRUE,1,0),0)+IFERROR(IF(VLOOKUP(AO746,X:Y,2,0)=TRUE,1,0),0)+IFERROR(IF(VLOOKUP(AP746,X:Y,2,0)=TRUE,1,0),0)+IF(AND(AM746>=Калькулятор!$C$14,AM746<=Калькулятор!$E$14),1,0)+IF(OR(AND(AS746>=Калькулятор!$C$11,AS746<=IF(ISBLANK(Калькулятор!$E$11),100000,Калькулятор!$E$11)),Калькулятор!$C$11&Калькулятор!$E$11=\"\"),1,0))=7,1,0)","v":0},{"$f":"SUM(AQ$2:AQ746)","v":240},{"$f":"IF(Калькулятор!$F$8<>70,ROUND(INDEX($C$6:$V$17,MATCH(AM746,$B$6:$B$17,0),MATCH(AK746&AL746,$C$2:$V$2,0))*(Калькулятор!$F$8/70)^справочно!$Y$2,0),ROUND(INDEX($C$6:$V$17,MATCH(AM746,$B$6:$B$17,0),MATCH(AK746&AL746,$C$2:$V$2,0)),0))","v":259},"ЗО",{"$f":"3.6*AV746/(4.19*(Калькулятор!$C$8-Калькулятор!$D$8))","v":22.210023866348447},{"$f":"IF(Калькулятор!$F$8<>70,INDEX($C$6:$V$17,MATCH(AM746,$B$6:$B$17,0),MATCH(AK746&AL746,$C$2:$V$2,0))*(Калькулятор!$F$8/70)^справочно!$Y$2,INDEX($C$6:$V$17,MATCH(AM746,$B$6:$B$17,0),MATCH(AK746&AL746,$C$2:$V$2,0)))","v":258.5}]
[null,null,null,null,null,null,null,null,null,null,null,null,null,null,null,null,null,null,null,null,null,null,null,null,null,null,"Конвектор внутрипольный Royal Thermo ATRIUM-75/300/1000-DG-U-BL","НС-1493503","RT-A-75/300/1000-DG-U-BL",3,5,8,12,17,20,22,75,300,1000,"DG","U","BL",{"$f":"IF((IFERROR(IF(VLOOKUP(AK747,X:Y,2,0)=TRUE,1,0),0)+IFERROR(IF(VLOOKUP(AL747,X:Y,2,0)=TRUE,1,0),0)+IFERROR(IF(VLOOKUP(AN747,X:Y,2,0)=TRUE,1,0),0)+IFERROR(IF(VLOOKUP(AO747,X:Y,2,0)=TRUE,1,0),0)+IFERROR(IF(VLOOKUP(AP747,X:Y,2,0)=TRUE,1,0),0)+IF(AND(AM747>=Калькулятор!$C$14,AM747<=Калькулятор!$E$14),1,0)+IF(OR(AND(AS747>=Калькулятор!$C$11,AS747<=IF(ISBLANK(Калькулятор!$E$11),100000,Калькулятор!$E$11)),Калькулятор!$C$11&Калькулятор!$E$11=\"\"),1,0))=7,1,0)","v":0},{"$f":"SUM(AQ$2:AQ747)","v":240},{"$f":"IF(Калькулятор!$F$8<>70,ROUND(INDEX($C$6:$V$17,MATCH(AM747,$B$6:$B$17,0),MATCH(AK747&AL747,$C$2:$V$2,0))*(Калькулятор!$F$8/70)^справочно!$Y$2,0),ROUND(INDEX($C$6:$V$17,MATCH(AM747,$B$6:$B$17,0),MATCH(AK747&AL747,$C$2:$V$2,0)),0))","v":351},"ЗО",{"$f":"3.6*AV747/(4.19*(Калькулятор!$C$8-Калькулятор!$D$8))","v":30.148926014319812},{"$f":"IF(Калькулятор!$F$8<>70,INDEX($C$6:$V$17,MATCH(AM747,$B$6:$B$17,0),MATCH(AK747&AL747,$C$2:$V$2,0))*(Калькулятор!$F$8/70)^справочно!$Y$2,INDEX($C$6:$V$17,MATCH(AM747,$B$6:$B$17,0),MATCH(AK747&AL747,$C$2:$V$2,0)))","v":350.90000000000003}]
[null,null,null,null,null,null,null,null,null,null,null,null,null,null,null,null,null,null,null,null,null,null,null,null,null,null,"Конвектор внутрипольный Royal Thermo ATRIUM-75/300/1200-DG-U-BL","НС-1493504","RT-A-75/300/1200-DG-U-BL",3,5,8,12,17,20,22,75,300,1200,"DG","U","BL",{"$f":"IF((IFERROR(IF(VLOOKUP(AK748,X:Y,2,0)=TRUE,1,0),0)+IFERROR(IF(VLOOKUP(AL748,X:Y,2,0)=TRUE,1,0),0)+IFERROR(IF(VLOOKUP(AN748,X:Y,2,0)=TRUE,1,0),0)+IFERROR(IF(VLOOKUP(AO748,X:Y,2,0)=TRUE,1,0),0)+IFERROR(IF(VLOOKUP(AP748,X:Y,2,0)=TRUE,1,0),0)+IF(AND(AM748>=Калькулятор!$C$14,AM748<=Калькулятор!$E$14),1,0)+IF(OR(AND(AS748>=Калькулятор!$C$11,AS748<=IF(ISBLANK(Калькулятор!$E$11),100000,Калькулятор!$E$11)),Калькулятор!$C$11&Калькулятор!$E$11=\"\"),1,0))=7,1,0)","v":0},{"$f":"SUM(AQ$2:AQ748)","v":240},{"$f":"IF(Калькулятор!$F$8<>70,ROUND(INDEX($C$6:$V$17,MATCH(AM748,$B$6:$B$17,0),MATCH(AK748&AL748,$C$2:$V$2,0))*(Калькулятор!$F$8/70)^справочно!$Y$2,0),ROUND(INDEX($C$6:$V$17,MATCH(AM748,$B$6:$B$17,0),MATCH(AK748&AL748,$C$2:$V$2,0)),0))","v":444},"ЗО",{"$f":"3.6*AV748/(4.19*(Калькулятор!$C$8-Калькулятор!$D$8))","v":38.182338902147968},{"$f":"IF(Калькулятор!$F$8<>70,INDEX($C$6:$V$17,MATCH(AM748,$B$6:$B$17,0),MATCH(AK748&AL748,$C$2:$V$2,0))*(Калькулятор!$F$8/70)^справочно!$Y$2,INDEX($C$6:$V$17,MATCH(AM748,$B$6:$B$17,0),MATCH(AK748&AL748,$C$2:$V$2,0)))","v":444.40000000000003}]
[null,null,null,null,null,null,null,null,null,null,null,null,null,null,null,null,null,null,null,null,null,null,null,null,null,null,"Конвектор внутрипольный Royal Thermo ATRIUM-75/300/1400-DG-U-BL","НС-1493505","RT-A-75/300/1400-DG-U-BL",3,5,8,12,17,20,22,75,300,1400,"DG","U","BL",{"$f":"IF((IFERROR(IF(VLOOKUP(AK749,X:Y,2,0)=TRUE,1,0),0)+IFERROR(IF(VLOOKUP(AL749,X:Y,2,0)=TRUE,1,0),0)+IFERROR(IF(VLOOKUP(AN749,X:Y,2,0)=TRUE,1,0),0)+IFERROR(IF(VLOOKUP(AO749,X:Y,2,0)=TRUE,1,0),0)+IFERROR(IF(VLOOKUP(AP749,X:Y,2,0)=TRUE,1,0),0)+IF(AND(AM749>=Калькулятор!$C$14,AM749<=Калькулятор!$E$14),1,0)+IF(OR(AND(AS749>=Калькулятор!$C$11,AS749<=IF(ISBLANK(Калькулятор!$E$11),100000,Калькулятор!$E$11)),Калькулятор!$C$11&Калькулятор!$E$11=\"\"),1,0))=7,1,0)","v":0},{"$f":"SUM(AQ$2:AQ749)","v":240},{"$f":"IF(Калькулятор!$F$8<>70,ROUND(INDEX($C$6:$V$17,MATCH(AM749,$B$6:$B$17,0),MATCH(AK749&AL749,$C$2:$V$2,0))*(Калькулятор!$F$8/70)^справочно!$Y$2,0),ROUND(INDEX($C$6:$V$17,MATCH(AM749,$B$6:$B$17,0),MATCH(AK749&AL749,$C$2:$V$2,0)),0))","v":537},"ЗО",{"$f":"3.6*AV749/(4.19*(Калькулятор!$C$8-Калькулятор!$D$8))","v":46.12124105011933},{"$f":"IF(Калькулятор!$F$8<>70,INDEX($C$6:$V$17,MATCH(AM749,$B$6:$B$17,0),MATCH(AK749&AL749,$C$2:$V$2,0))*(Калькулятор!$F$8/70)^справочно!$Y$2,INDEX($C$6:$V$17,MATCH(AM749,$B$6:$B$17,0),MATCH(AK749&AL749,$C$2:$V$2,0)))","v":536.80000000000007}]
[null,null,null,null,null,null,null,null,null,null,null,null,null,null,null,null,null,null,null,null,null,null,null,null,null,null,"Конвектор внутрипольный Royal Thermo ATRIUM-75/300/1600-DG-U-BL","НС-1493506","RT-A-75/300/1600-DG-U-BL",3,5,8,12,17,20,22,75,300,1600,"DG","U","BL",{"$f":"IF((IFERROR(IF(VLOOKUP(AK750,X:Y,2,0)=TRUE,1,0),0)+IFERROR(IF(VLOOKUP(AL750,X:Y,2,0)=TRUE,1,0),0)+IFERROR(IF(VLOOKUP(AN750,X:Y,2,0)=TRUE,1,0),0)+IFERROR(IF(VLOOKUP(AO750,X:Y,2,0)=TRUE,1,0),0)+IFERROR(IF(VLOOKUP(AP750,X:Y,2,0)=TRUE,1,0),0)+IF(AND(AM750>=Калькулятор!$C$14,AM750<=Калькулятор!$E$14),1,0)+IF(OR(AND(AS750>=Калькулятор!$C$11,AS750<=IF(ISBLANK(Калькулятор!$E$11),100000,Калькулятор!$E$11)),Калькулятор!$C$11&Калькулятор!$E$11=\"\"),1,0))=7,1,0)","v":0},{"$f":"SUM(AQ$2:AQ750)","v":240},{"$f":"IF(Калькулятор!$F$8<>70,ROUND(INDEX($C$6:$V$17,MATCH(AM750,$B$6:$B$17,0),MATCH(AK750&AL750,$C$2:$V$2,0))*(Калькулятор!$F$8/70)^справочно!$Y$2,0),ROUND(INDEX($C$6:$V$17,MATCH(AM750,$B$6:$B$17,0),MATCH(AK750&AL750,$C$2:$V$2,0)),0))","v":629},"ЗО",{"$f":"3.6*AV750/(4.19*(Калькулятор!$C$8-Калькулятор!$D$8))","v":54.060143198090692},{"$f":"IF(Калькулятор!$F$8<>70,INDEX($C$6:$V$17,MATCH(AM750,$B$6:$B$17,0),MATCH(AK750&AL750,$C$2:$V$2,0))*(Калькулятор!$F$8/70)^справочно!$Y$2,INDEX($C$6:$V$17,MATCH(AM750,$B$6:$B$17,0),MATCH(AK750&AL750,$C$2:$V$2,0)))","v":629.20000000000005}]
[null,null,null,null,null,null,null,null,null,null,null,null,null,null,null,null,null,null,null,null,null,null,null,null,null,null,"Конвектор внутрипольный Royal Thermo ATRIUM-75/300/1800-DG-U-BL","НС-1493507","RT-A-75/300/1800-DG-U-BL",3,5,8,12,17,20,22,75,300,1800,"DG","U","BL",{"$f":"IF((IFERROR(IF(VLOOKUP(AK751,X:Y,2,0)=TRUE,1,0),0)+IFERROR(IF(VLOOKUP(AL751,X:Y,2,0)=TRUE,1,0),0)+IFERROR(IF(VLOOKUP(AN751,X:Y,2,0)=TRUE,1,0),0)+IFERROR(IF(VLOOKUP(AO751,X:Y,2,0)=TRUE,1,0),0)+IFERROR(IF(VLOOKUP(AP751,X:Y,2,0)=TRUE,1,0),0)+IF(AND(AM751>=Калькулятор!$C$14,AM751<=Калькулятор!$E$14),1,0)+IF(OR(AND(AS751>=Калькулятор!$C$11,AS751<=IF(ISBLANK(Калькулятор!$E$11),100000,Калькулятор!$E$11)),Калькулятор!$C$11&Калькулятор!$E$11=\"\"),1,0))=7,1,0)","v":0},{"$f":"SUM(AQ$2:AQ751)","v":240},{"$f":"IF(Калькулятор!$F$8<>70,ROUND(INDEX($C$6:$V$17,MATCH(AM751,$B$6:$B$17,0),MATCH(AK751&AL751,$C$2:$V$2,0))*(Калькулятор!$F$8/70)^справочно!$Y$2,0),ROUND(INDEX($C$6:$V$17,MATCH(AM751,$B$6:$B$17,0),MATCH(AK751&AL751,$C$2:$V$2,0)),0))","v":723},"ЗО",{"$f":"3.6*AV751/(4.19*(Калькулятор!$C$8-Калькулятор!$D$8))","v":62.093556085918856},{"$f":"IF(Калькулятор!$F$8<>70,INDEX($C$6:$V$17,MATCH(AM751,$B$6:$B$17,0),MATCH(AK751&AL751,$C$2:$V$2,0))*(Калькулятор!$F$8/70)^справочно!$Y$2,INDEX($C$6:$V$17,MATCH(AM751,$B$6:$B$17,0),MATCH(AK751&AL751,$C$2:$V$2,0)))","v":722.7}]
[null,null,null,null,null,null,null,null,null,null,null,null,null,null,null,null,null,null,null,null,null,null,null,null,null,null,"Конвектор внутрипольный Royal Thermo ATRIUM-75/300/2000-DG-U-BL","НС-1493508","RT-A-75/300/2000-DG-U-BL",3,5,8,12,17,20,22,75,300,2000,"DG","U","BL",{"$f":"IF((IFERROR(IF(VLOOKUP(AK752,X:Y,2,0)=TRUE,1,0),0)+IFERROR(IF(VLOOKUP(AL752,X:Y,2,0)=TRUE,1,0),0)+IFERROR(IF(VLOOKUP(AN752,X:Y,2,0)=TRUE,1,0),0)+IFERROR(IF(VLOOKUP(AO752,X:Y,2,0)=TRUE,1,0),0)+IFERROR(IF(VLOOKUP(AP752,X:Y,2,0)=TRUE,1,0),0)+IF(AND(AM752>=Калькулятор!$C$14,AM752<=Калькулятор!$E$14),1,0)+IF(OR(AND(AS752>=Калькулятор!$C$11,AS752<=IF(ISBLANK(Калькулятор!$E$11),100000,Калькулятор!$E$11)),Калькулятор!$C$11&Калькулятор!$E$11=\"\"),1,0))=7,1,0)","v":0},{"$f":"SUM(AQ$2:AQ752)","v":240},{"$f":"IF(Калькулятор!$F$8<>70,ROUND(INDEX($C$6:$V$17,MATCH(AM752,$B$6:$B$17,0),MATCH(AK752&AL752,$C$2:$V$2,0))*(Калькулятор!$F$8/70)^справочно!$Y$2,0),ROUND(INDEX($C$6:$V$17,MATCH(AM752,$B$6:$B$17,0),MATCH(AK752&AL752,$C$2:$V$2,0)),0))","v":815},"ЗО",{"$f":"3.6*AV752/(4.19*(Калькулятор!$C$8-Калькулятор!$D$8))","v":70.03245823389021},{"$f":"IF(Калькулятор!$F$8<>70,INDEX($C$6:$V$17,MATCH(AM752,$B$6:$B$17,0),MATCH(AK752&AL752,$C$2:$V$2,0))*(Калькулятор!$F$8/70)^справочно!$Y$2,INDEX($C$6:$V$17,MATCH(AM752,$B$6:$B$17,0),MATCH(AK752&AL752,$C$2:$V$2,0)))","v":815.1}]
[null,null,null,null,null,null,null,null,null,null,null,null,null,null,null,null,null,null,null,null,null,null,null,null,null,null,"Конвектор внутрипольный Royal Thermo ATRIUM-75/300/2200-DG-U-BL","НС-1493509","RT-A-75/300/2200-DG-U-BL",3,5,8,12,17,20,22,75,300,2200,"DG","U","BL",{"$f":"IF((IFERROR(IF(VLOOKUP(AK753,X:Y,2,0)=TRUE,1,0),0)+IFERROR(IF(VLOOKUP(AL753,X:Y,2,0)=TRUE,1,0),0)+IFERROR(IF(VLOOKUP(AN753,X:Y,2,0)=TRUE,1,0),0)+IFERROR(IF(VLOOKUP(AO753,X:Y,2,0)=TRUE,1,0),0)+IFERROR(IF(VLOOKUP(AP753,X:Y,2,0)=TRUE,1,0),0)+IF(AND(AM753>=Калькулятор!$C$14,AM753<=Калькулятор!$E$14),1,0)+IF(OR(AND(AS753>=Калькулятор!$C$11,AS753<=IF(ISBLANK(Калькулятор!$E$11),100000,Калькулятор!$E$11)),Калькулятор!$C$11&Калькулятор!$E$11=\"\"),1,0))=7,1,0)","v":0},{"$f":"SUM(AQ$2:AQ753)","v":240},{"$f":"IF(Калькулятор!$F$8<>70,ROUND(INDEX($C$6:$V$17,MATCH(AM753,$B$6:$B$17,0),MATCH(AK753&AL753,$C$2:$V$2,0))*(Калькулятор!$F$8/70)^справочно!$Y$2,0),ROUND(INDEX($C$6:$V$17,MATCH(AM753,$B$6:$B$17,0),MATCH(AK753&AL753,$C$2:$V$2,0)),0))","v":908},"ЗО",{"$f":"3.6*AV753/(4.19*(Калькулятор!$C$8-Калькулятор!$D$8))","v":77.971360381861572},{"$f":"IF(Калькулятор!$F$8<>70,INDEX($C$6:$V$17,MATCH(AM753,$B$6:$B$17,0),MATCH(AK753&AL753,$C$2:$V$2,0))*(Калькулятор!$F$8/70)^справочно!$Y$2,INDEX($C$6:$V$17,MATCH(AM753,$B$6:$B$17,0),MATCH(AK753&AL753,$C$2:$V$2,0)))","v":907.50000000000011}]
[null,null,null,null,null,null,null,null,null,null,null,null,null,null,null,null,null,null,null,null,null,null,null,null,null,null,"Конвектор внутрипольный Royal Thermo ATRIUM-75/300/2400-DG-U-BL","НС-1493510","RT-A-75/300/2400-DG-U-BL",3,5,8,12,17,20,22,75,300,2400,"DG","U","BL",{"$f":"IF((IFERROR(IF(VLOOKUP(AK754,X:Y,2,0)=TRUE,1,0),0)+IFERROR(IF(VLOOKUP(AL754,X:Y,2,0)=TRUE,1,0),0)+IFERROR(IF(VLOOKUP(AN754,X:Y,2,0)=TRUE,1,0),0)+IFERROR(IF(VLOOKUP(AO754,X:Y,2,0)=TRUE,1,0),0)+IFERROR(IF(VLOOKUP(AP754,X:Y,2,0)=TRUE,1,0),0)+IF(AND(AM754>=Калькулятор!$C$14,AM754<=Калькулятор!$E$14),1,0)+IF(OR(AND(AS754>=Калькулятор!$C$11,AS754<=IF(ISBLANK(Калькулятор!$E$11),100000,Калькулятор!$E$11)),Калькулятор!$C$11&Калькулятор!$E$11=\"\"),1,0))=7,1,0)","v":0},{"$f":"SUM(AQ$2:AQ754)","v":240},{"$f":"IF(Калькулятор!$F$8<>70,ROUND(INDEX($C$6:$V$17,MATCH(AM754,$B$6:$B$17,0),MATCH(AK754&AL754,$C$2:$V$2,0))*(Калькулятор!$F$8/70)^справочно!$Y$2,0),ROUND(INDEX($C$6:$V$17,MATCH(AM754,$B$6:$B$17,0),MATCH(AK754&AL754,$C$2:$V$2,0)),0))","v":1003},"ЗО",{"$f":"3.6*AV754/(4.19*(Калькулятор!$C$8-Калькулятор!$D$8))","v":86.193794749403338},{"$f":"IF(Калькулятор!$F$8<>70,INDEX($C$6:$V$17,MATCH(AM754,$B$6:$B$17,0),MATCH(AK754&AL754,$C$2:$V$2,0))*(Калькулятор!$F$8/70)^справочно!$Y$2,INDEX($C$6:$V$17,MATCH(AM754,$B$6:$B$17,0),MATCH(AK754&AL754,$C$2:$V$2,0)))","v":1003.2}]
[null,null,null,null,null,null,null,null,null,null,null,null,null,null,null,null,null,null,null,null,null,null,null,null,null,null,"Конвектор внутрипольный Royal Thermo ATRIUM-75/300/2600-DG-U-BL","НС-1493511","RT-A-75/300/2600-DG-U-BL",3,5,8,12,17,20,22,75,300,2600,"DG","U","BL",{"$f":"IF((IFERROR(IF(VLOOKUP(AK755,X:Y,2,0)=TRUE,1,0),0)+IFERROR(IF(VLOOKUP(AL755,X:Y,2,0)=TRUE,1,0),0)+IFERROR(IF(VLOOKUP(AN755,X:Y,2,0)=TRUE,1,0),0)+IFERROR(IF(VLOOKUP(AO755,X:Y,2,0)=TRUE,1,0),0)+IFERROR(IF(VLOOKUP(AP755,X:Y,2,0)=TRUE,1,0),0)+IF(AND(AM755>=Калькулятор!$C$14,AM755<=Калькулятор!$E$14),1,0)+IF(OR(AND(AS755>=Калькулятор!$C$11,AS755<=IF(ISBLANK(Калькулятор!$E$11),100000,Калькулятор!$E$11)),Калькулятор!$C$11&Калькулятор!$E$11=\"\"),1,0))=7,1,0)","v":0},{"$f":"SUM(AQ$2:AQ755)","v":240},{"$f":"IF(Калькулятор!$F$8<>70,ROUND(INDEX($C$6:$V$17,MATCH(AM755,$B$6:$B$17,0),MATCH(AK755&AL755,$C$2:$V$2,0))*(Калькулятор!$F$8/70)^справочно!$Y$2,0),ROUND(INDEX($C$6:$V$17,MATCH(AM755,$B$6:$B$17,0),MATCH(AK755&AL755,$C$2:$V$2,0)),0))","v":1097},"ЗО",{"$f":"3.6*AV755/(4.19*(Калькулятор!$C$8-Калькулятор!$D$8))","v":94.227207637231501},{"$f":"IF(Калькулятор!$F$8<>70,INDEX($C$6:$V$17,MATCH(AM755,$B$6:$B$17,0),MATCH(AK755&AL755,$C$2:$V$2,0))*(Калькулятор!$F$8/70)^справочно!$Y$2,INDEX($C$6:$V$17,MATCH(AM755,$B$6:$B$17,0),MATCH(AK755&AL755,$C$2:$V$2,0)))","v":1096.7}]
[null,null,null,null,null,null,null,null,null,null,null,null,null,null,null,null,null,null,null,null,null,null,null,null,null,null,"Конвектор внутрипольный Royal Thermo ATRIUM-75/300/2800-DG-U-BL","НС-1493512","RT-A-75/300/2800-DG-U-BL",3,5,8,12,17,20,22,75,300,2800,"DG","U","BL",{"$f":"IF((IFERROR(IF(VLOOKUP(AK756,X:Y,2,0)=TRUE,1,0),0)+IFERROR(IF(VLOOKUP(AL756,X:Y,2,0)=TRUE,1,0),0)+IFERROR(IF(VLOOKUP(AN756,X:Y,2,0)=TRUE,1,0),0)+IFERROR(IF(VLOOKUP(AO756,X:Y,2,0)=TRUE,1,0),0)+IFERROR(IF(VLOOKUP(AP756,X:Y,2,0)=TRUE,1,0),0)+IF(AND(AM756>=Калькулятор!$C$14,AM756<=Калькулятор!$E$14),1,0)+IF(OR(AND(AS756>=Калькулятор!$C$11,AS756<=IF(ISBLANK(Калькулятор!$E$11),100000,Калькулятор!$E$11)),Калькулятор!$C$11&Калькулятор!$E$11=\"\"),1,0))=7,1,0)","v":0},{"$f":"SUM(AQ$2:AQ756)","v":240},{"$f":"IF(Калькулятор!$F$8<>70,ROUND(INDEX($C$6:$V$17,MATCH(AM756,$B$6:$B$17,0),MATCH(AK756&AL756,$C$2:$V$2,0))*(Калькулятор!$F$8/70)^справочно!$Y$2,0),ROUND(INDEX($C$6:$V$17,MATCH(AM756,$B$6:$B$17,0),MATCH(AK756&AL756,$C$2:$V$2,0)),0))","v":1189},"ЗО",{"$f":"3.6*AV756/(4.19*(Калькулятор!$C$8-Калькулятор!$D$8))","v":102.16610978520285},{"$f":"IF(Калькулятор!$F$8<>70,INDEX($C$6:$V$17,MATCH(AM756,$B$6:$B$17,0),MATCH(AK756&AL756,$C$2:$V$2,0))*(Калькулятор!$F$8/70)^справочно!$Y$2,INDEX($C$6:$V$17,MATCH(AM756,$B$6:$B$17,0),MATCH(AK756&AL756,$C$2:$V$2,0)))","v":1189.1000000000001}]
[null,null,null,null,null,null,null,null,null,null,null,null,null,null,null,null,null,null,null,null,null,null,null,null,null,null,"Конвектор внутрипольный Royal Thermo ATRIUM-75/300/3000-DG-U-BL","НС-1493513","RT-A-75/300/3000-DG-U-BL",3,5,8,12,17,20,22,75,300,3000,"DG","U","BL",{"$f":"IF((IFERROR(IF(VLOOKUP(AK757,X:Y,2,0)=TRUE,1,0),0)+IFERROR(IF(VLOOKUP(AL757,X:Y,2,0)=TRUE,1,0),0)+IFERROR(IF(VLOOKUP(AN757,X:Y,2,0)=TRUE,1,0),0)+IFERROR(IF(VLOOKUP(AO757,X:Y,2,0)=TRUE,1,0),0)+IFERROR(IF(VLOOKUP(AP757,X:Y,2,0)=TRUE,1,0),0)+IF(AND(AM757>=Калькулятор!$C$14,AM757<=Калькулятор!$E$14),1,0)+IF(OR(AND(AS757>=Калькулятор!$C$11,AS757<=IF(ISBLANK(Калькулятор!$E$11),100000,Калькулятор!$E$11)),Калькулятор!$C$11&Калькулятор!$E$11=\"\"),1,0))=7,1,0)","v":0},{"$f":"SUM(AQ$2:AQ757)","v":240},{"$f":"IF(Калькулятор!$F$8<>70,ROUND(INDEX($C$6:$V$17,MATCH(AM757,$B$6:$B$17,0),MATCH(AK757&AL757,$C$2:$V$2,0))*(Калькулятор!$F$8/70)^справочно!$Y$2,0),ROUND(INDEX($C$6:$V$17,MATCH(AM757,$B$6:$B$17,0),MATCH(AK757&AL757,$C$2:$V$2,0)),0))","v":1282},"ЗО",{"$f":"3.6*AV757/(4.19*(Калькулятор!$C$8-Калькулятор!$D$8))","v":110.10501193317423},{"$f":"IF(Калькулятор!$F$8<>70,INDEX($C$6:$V$17,MATCH(AM757,$B$6:$B$17,0),MATCH(AK757&AL757,$C$2:$V$2,0))*(Калькулятор!$F$8/70)^справочно!$Y$2,INDEX($C$6:$V$17,MATCH(AM757,$B$6:$B$17,0),MATCH(AK757&AL757,$C$2:$V$2,0)))","v":1281.5}]
[null,null,null,null,null,null,null,null,null,null,null,null,null,null,null,null,null,null,null,null,null,null,null,null,null,null,"Конвектор внутрипольный Royal Thermo ATRIUM-75/400/800-DG-U-BL","НС-1493527","RT-A-75/400/800-DG-U-BL",3,5,8,12,16,19,21,75,400,800,"DG","U","BL",{"$f":"IF((IFERROR(IF(VLOOKUP(AK758,X:Y,2,0)=TRUE,1,0),0)+IFERROR(IF(VLOOKUP(AL758,X:Y,2,0)=TRUE,1,0),0)+IFERROR(IF(VLOOKUP(AN758,X:Y,2,0)=TRUE,1,0),0)+IFERROR(IF(VLOOKUP(AO758,X:Y,2,0)=TRUE,1,0),0)+IFERROR(IF(VLOOKUP(AP758,X:Y,2,0)=TRUE,1,0),0)+IF(AND(AM758>=Калькулятор!$C$14,AM758<=Калькулятор!$E$14),1,0)+IF(OR(AND(AS758>=Калькулятор!$C$11,AS758<=IF(ISBLANK(Калькулятор!$E$11),100000,Калькулятор!$E$11)),Калькулятор!$C$11&Калькулятор!$E$11=\"\"),1,0))=7,1,0)","v":0},{"$f":"SUM(AQ$2:AQ758)","v":240},{"$f":"IF(Калькулятор!$F$8<>70,ROUND(INDEX($C$6:$V$17,MATCH(AM758,$B$6:$B$17,0),MATCH(AK758&AL758,$C$2:$V$2,0))*(Калькулятор!$F$8/70)^справочно!$Y$2,0),ROUND(INDEX($C$6:$V$17,MATCH(AM758,$B$6:$B$17,0),MATCH(AK758&AL758,$C$2:$V$2,0)),0))","v":351},"ЗО",{"$f":"3.6*AV758/(4.19*(Калькулятор!$C$8-Калькулятор!$D$8))","v":30.148926014319812},{"$f":"IF(Калькулятор!$F$8<>70,INDEX($C$6:$V$17,MATCH(AM758,$B$6:$B$17,0),MATCH(AK758&AL758,$C$2:$V$2,0))*(Калькулятор!$F$8/70)^справочно!$Y$2,INDEX($C$6:$V$17,MATCH(AM758,$B$6:$B$17,0),MATCH(AK758&AL758,$C$2:$V$2,0)))","v":350.90000000000003}]
[null,null,null,null,null,null,null,null,null,null,null,null,null,null,null,null,null,null,null,null,null,null,null,null,null,null,"Конвектор внутрипольный Royal Thermo ATRIUM-75/400/1000-DG-U-BL","НС-1493516","RT-A-75/400/1000-DG-U-BL",3,5,8,12,17,20,22,75,400,1000,"DG","U","BL",{"$f":"IF((IFERROR(IF(VLOOKUP(AK759,X:Y,2,0)=TRUE,1,0),0)+IFERROR(IF(VLOOKUP(AL759,X:Y,2,0)=TRUE,1,0),0)+IFERROR(IF(VLOOKUP(AN759,X:Y,2,0)=TRUE,1,0),0)+IFERROR(IF(VLOOKUP(AO759,X:Y,2,0)=TRUE,1,0),0)+IFERROR(IF(VLOOKUP(AP759,X:Y,2,0)=TRUE,1,0),0)+IF(AND(AM759>=Калькулятор!$C$14,AM759<=Калькулятор!$E$14),1,0)+IF(OR(AND(AS759>=Калькулятор!$C$11,AS759<=IF(ISBLANK(Калькулятор!$E$11),100000,Калькулятор!$E$11)),Калькулятор!$C$11&Калькулятор!$E$11=\"\"),1,0))=7,1,0)","v":0},{"$f":"SUM(AQ$2:AQ759)","v":240},{"$f":"IF(Калькулятор!$F$8<>70,ROUND(INDEX($C$6:$V$17,MATCH(AM759,$B$6:$B$17,0),MATCH(AK759&AL759,$C$2:$V$2,0))*(Калькулятор!$F$8/70)^справочно!$Y$2,0),ROUND(INDEX($C$6:$V$17,MATCH(AM759,$B$6:$B$17,0),MATCH(AK759&AL759,$C$2:$V$2,0)),0))","v":476},"ЗО",{"$f":"3.6*AV759/(4.19*(Калькулятор!$C$8-Калькулятор!$D$8))","v":40.923150357995226},{"$f":"IF(Калькулятор!$F$8<>70,INDEX($C$6:$V$17,MATCH(AM759,$B$6:$B$17,0),MATCH(AK759&AL759,$C$2:$V$2,0))*(Калькулятор!$F$8/70)^справочно!$Y$2,INDEX($C$6:$V$17,MATCH(AM759,$B$6:$B$17,0),MATCH(AK759&AL759,$C$2:$V$2,0)))","v":476.3}]
[null,null,null,null,null,null,null,null,null,null,null,null,null,null,null,null,null,null,null,null,null,null,null,null,null,null,"Конвектор внутрипольный Royal Thermo ATRIUM-75/400/1200-DG-U-BL","НС-1493517","RT-A-75/400/1200-DG-U-BL",3,5,8,12,17,20,22,75,400,1200,"DG","U","BL",{"$f":"IF((IFERROR(IF(VLOOKUP(AK760,X:Y,2,0)=TRUE,1,0),0)+IFERROR(IF(VLOOKUP(AL760,X:Y,2,0)=TRUE,1,0),0)+IFERROR(IF(VLOOKUP(AN760,X:Y,2,0)=TRUE,1,0),0)+IFERROR(IF(VLOOKUP(AO760,X:Y,2,0)=TRUE,1,0),0)+IFERROR(IF(VLOOKUP(AP760,X:Y,2,0)=TRUE,1,0),0)+IF(AND(AM760>=Калькулятор!$C$14,AM760<=Калькулятор!$E$14),1,0)+IF(OR(AND(AS760>=Калькулятор!$C$11,AS760<=IF(ISBLANK(Калькулятор!$E$11),100000,Калькулятор!$E$11)),Калькулятор!$C$11&Калькулятор!$E$11=\"\"),1,0))=7,1,0)","v":0},{"$f":"SUM(AQ$2:AQ760)","v":240},{"$f":"IF(Калькулятор!$F$8<>70,ROUND(INDEX($C$6:$V$17,MATCH(AM760,$B$6:$B$17,0),MATCH(AK760&AL760,$C$2:$V$2,0))*(Калькулятор!$F$8/70)^справочно!$Y$2,0),ROUND(INDEX($C$6:$V$17,MATCH(AM760,$B$6:$B$17,0),MATCH(AK760&AL760,$C$2:$V$2,0)),0))","v":603},"ЗО",{"$f":"3.6*AV760/(4.19*(Калькулятор!$C$8-Калькулятор!$D$8))","v":51.791885441527448},{"$f":"IF(Калькулятор!$F$8<>70,INDEX($C$6:$V$17,MATCH(AM760,$B$6:$B$17,0),MATCH(AK760&AL760,$C$2:$V$2,0))*(Калькулятор!$F$8/70)^справочно!$Y$2,INDEX($C$6:$V$17,MATCH(AM760,$B$6:$B$17,0),MATCH(AK760&AL760,$C$2:$V$2,0)))","v":602.80000000000007}]
[null,null,null,null,null,null,null,null,null,null,null,null,null,null,null,null,null,null,null,null,null,null,null,null,null,null,"Конвектор внутрипольный Royal Thermo ATRIUM-75/400/1400-DG-U-BL","НС-1493518","RT-A-75/400/1400-DG-U-BL",3,5,8,12,17,20,22,75,400,1400,"DG","U","BL",{"$f":"IF((IFERROR(IF(VLOOKUP(AK761,X:Y,2,0)=TRUE,1,0),0)+IFERROR(IF(VLOOKUP(AL761,X:Y,2,0)=TRUE,1,0),0)+IFERROR(IF(VLOOKUP(AN761,X:Y,2,0)=TRUE,1,0),0)+IFERROR(IF(VLOOKUP(AO761,X:Y,2,0)=TRUE,1,0),0)+IFERROR(IF(VLOOKUP(AP761,X:Y,2,0)=TRUE,1,0),0)+IF(AND(AM761>=Калькулятор!$C$14,AM761<=Калькулятор!$E$14),1,0)+IF(OR(AND(AS761>=Калькулятор!$C$11,AS761<=IF(ISBLANK(Калькулятор!$E$11),100000,Калькулятор!$E$11)),Калькулятор!$C$11&Калькулятор!$E$11=\"\"),1,0))=7,1,0)","v":0},{"$f":"SUM(AQ$2:AQ761)","v":240},{"$f":"IF(Калькулятор!$F$8<>70,ROUND(INDEX($C$6:$V$17,MATCH(AM761,$B$6:$B$17,0),MATCH(AK761&AL761,$C$2:$V$2,0))*(Калькулятор!$F$8/70)^справочно!$Y$2,0),ROUND(INDEX($C$6:$V$17,MATCH(AM761,$B$6:$B$17,0),MATCH(AK761&AL761,$C$2:$V$2,0)),0))","v":728},"ЗО",{"$f":"3.6*AV761/(4.19*(Калькулятор!$C$8-Калькулятор!$D$8))","v":62.566109785202869},{"$f":"IF(Калькулятор!$F$8<>70,INDEX($C$6:$V$17,MATCH(AM761,$B$6:$B$17,0),MATCH(AK761&AL761,$C$2:$V$2,0))*(Калькулятор!$F$8/70)^справочно!$Y$2,INDEX($C$6:$V$17,MATCH(AM761,$B$6:$B$17,0),MATCH(AK761&AL761,$C$2:$V$2,0)))","v":728.2}]
[null,null,null,null,null,null,null,null,null,null,null,null,null,null,null,null,null,null,null,null,null,null,null,null,null,null,"Конвектор внутрипольный Royal Thermo ATRIUM-75/400/1600-DG-U-BL","НС-1493519","RT-A-75/400/1600-DG-U-BL",3,5,8,12,17,20,22,75,400,1600,"DG","U","BL",{"$f":"IF((IFERROR(IF(VLOOKUP(AK762,X:Y,2,0)=TRUE,1,0),0)+IFERROR(IF(VLOOKUP(AL762,X:Y,2,0)=TRUE,1,0),0)+IFERROR(IF(VLOOKUP(AN762,X:Y,2,0)=TRUE,1,0),0)+IFERROR(IF(VLOOKUP(AO762,X:Y,2,0)=TRUE,1,0),0)+IFERROR(IF(VLOOKUP(AP762,X:Y,2,0)=TRUE,1,0),0)+IF(AND(AM762>=Калькулятор!$C$14,AM762<=Калькулятор!$E$14),1,0)+IF(OR(AND(AS762>=Калькулятор!$C$11,AS762<=IF(ISBLANK(Калькулятор!$E$11),100000,Калькулятор!$E$11)),Калькулятор!$C$11&Калькулятор!$E$11=\"\"),1,0))=7,1,0)","v":0},{"$f":"SUM(AQ$2:AQ762)","v":240},{"$f":"IF(Калькулятор!$F$8<>70,ROUND(INDEX($C$6:$V$17,MATCH(AM762,$B$6:$B$17,0),MATCH(AK762&AL762,$C$2:$V$2,0))*(Калькулятор!$F$8/70)^справочно!$Y$2,0),ROUND(INDEX($C$6:$V$17,MATCH(AM762,$B$6:$B$17,0),MATCH(AK762&AL762,$C$2:$V$2,0)),0))","v":854},"ЗО",{"$f":"3.6*AV762/(4.19*(Калькулятор!$C$8-Калькулятор!$D$8))","v":73.340334128878268},{"$f":"IF(Калькулятор!$F$8<>70,INDEX($C$6:$V$17,MATCH(AM762,$B$6:$B$17,0),MATCH(AK762&AL762,$C$2:$V$2,0))*(Калькулятор!$F$8/70)^справочно!$Y$2,INDEX($C$6:$V$17,MATCH(AM762,$B$6:$B$17,0),MATCH(AK762&AL762,$C$2:$V$2,0)))","v":853.6}]
[null,null,null,null,null,null,null,null,null,null,null,null,null,null,null,null,null,null,null,null,null,null,null,null,null,null,"Конвектор внутрипольный Royal Thermo ATRIUM-75/400/1800-DG-U-BL","НС-1493520","RT-A-75/400/1800-DG-U-BL",3,5,8,12,17,20,22,75,400,1800,"DG","U","BL",{"$f":"IF((IFERROR(IF(VLOOKUP(AK763,X:Y,2,0)=TRUE,1,0),0)+IFERROR(IF(VLOOKUP(AL763,X:Y,2,0)=TRUE,1,0),0)+IFERROR(IF(VLOOKUP(AN763,X:Y,2,0)=TRUE,1,0),0)+IFERROR(IF(VLOOKUP(AO763,X:Y,2,0)=TRUE,1,0),0)+IFERROR(IF(VLOOKUP(AP763,X:Y,2,0)=TRUE,1,0),0)+IF(AND(AM763>=Калькулятор!$C$14,AM763<=Калькулятор!$E$14),1,0)+IF(OR(AND(AS763>=Калькулятор!$C$11,AS763<=IF(ISBLANK(Калькулятор!$E$11),100000,Калькулятор!$E$11)),Калькулятор!$C$11&Калькулятор!$E$11=\"\"),1,0))=7,1,0)","v":0},{"$f":"SUM(AQ$2:AQ763)","v":240},{"$f":"IF(Калькулятор!$F$8<>70,ROUND(INDEX($C$6:$V$17,MATCH(AM763,$B$6:$B$17,0),MATCH(AK763&AL763,$C$2:$V$2,0))*(Калькулятор!$F$8/70)^справочно!$Y$2,0),ROUND(INDEX($C$6:$V$17,MATCH(AM763,$B$6:$B$17,0),MATCH(AK763&AL763,$C$2:$V$2,0)),0))","v":980},"ЗО",{"$f":"3.6*AV763/(4.19*(Калькулятор!$C$8-Калькулятор!$D$8))","v":84.209069212410498},{"$f":"IF(Калькулятор!$F$8<>70,INDEX($C$6:$V$17,MATCH(AM763,$B$6:$B$17,0),MATCH(AK763&AL763,$C$2:$V$2,0))*(Калькулятор!$F$8/70)^справочно!$Y$2,INDEX($C$6:$V$17,MATCH(AM763,$B$6:$B$17,0),MATCH(AK763&AL763,$C$2:$V$2,0)))","v":980.1}]
[null,null,null,null,null,null,null,null,null,null,null,null,null,null,null,null,null,null,null,null,null,null,null,null,null,null,"Конвектор внутрипольный Royal Thermo ATRIUM-75/400/2000-DG-U-BL","НС-1493521","RT-A-75/400/2000-DG-U-BL",3,5,8,12,17,20,22,75,400,2000,"DG","U","BL",{"$f":"IF((IFERROR(IF(VLOOKUP(AK764,X:Y,2,0)=TRUE,1,0),0)+IFERROR(IF(VLOOKUP(AL764,X:Y,2,0)=TRUE,1,0),0)+IFERROR(IF(VLOOKUP(AN764,X:Y,2,0)=TRUE,1,0),0)+IFERROR(IF(VLOOKUP(AO764,X:Y,2,0)=TRUE,1,0),0)+IFERROR(IF(VLOOKUP(AP764,X:Y,2,0)=TRUE,1,0),0)+IF(AND(AM764>=Калькулятор!$C$14,AM764<=Калькулятор!$E$14),1,0)+IF(OR(AND(AS764>=Калькулятор!$C$11,AS764<=IF(ISBLANK(Калькулятор!$E$11),100000,Калькулятор!$E$11)),Калькулятор!$C$11&Калькулятор!$E$11=\"\"),1,0))=7,1,0)","v":0},{"$f":"SUM(AQ$2:AQ764)","v":240},{"$f":"IF(Калькулятор!$F$8<>70,ROUND(INDEX($C$6:$V$17,MATCH(AM764,$B$6:$B$17,0),MATCH(AK764&AL764,$C$2:$V$2,0))*(Калькулятор!$F$8/70)^справочно!$Y$2,0),ROUND(INDEX($C$6:$V$17,MATCH(AM764,$B$6:$B$17,0),MATCH(AK764&AL764,$C$2:$V$2,0)),0))","v":1106},"ЗО",{"$f":"3.6*AV764/(4.19*(Калькулятор!$C$8-Калькулятор!$D$8))","v":94.983293556085911},{"$f":"IF(Калькулятор!$F$8<>70,INDEX($C$6:$V$17,MATCH(AM764,$B$6:$B$17,0),MATCH(AK764&AL764,$C$2:$V$2,0))*(Калькулятор!$F$8/70)^справочно!$Y$2,INDEX($C$6:$V$17,MATCH(AM764,$B$6:$B$17,0),MATCH(AK764&AL764,$C$2:$V$2,0)))","v":1105.5}]
[null,null,null,null,null,null,null,null,null,null,null,null,null,null,null,null,null,null,null,null,null,null,null,null,null,null,"Конвектор внутрипольный Royal Thermo ATRIUM-75/400/2200-DG-U-BL","НС-1493522","RT-A-75/400/2200-DG-U-BL",3,5,8,12,17,20,22,75,400,2200,"DG","U","BL",{"$f":"IF((IFERROR(IF(VLOOKUP(AK765,X:Y,2,0)=TRUE,1,0),0)+IFERROR(IF(VLOOKUP(AL765,X:Y,2,0)=TRUE,1,0),0)+IFERROR(IF(VLOOKUP(AN765,X:Y,2,0)=TRUE,1,0),0)+IFERROR(IF(VLOOKUP(AO765,X:Y,2,0)=TRUE,1,0),0)+IFERROR(IF(VLOOKUP(AP765,X:Y,2,0)=TRUE,1,0),0)+IF(AND(AM765>=Калькулятор!$C$14,AM765<=Калькулятор!$E$14),1,0)+IF(OR(AND(AS765>=Калькулятор!$C$11,AS765<=IF(ISBLANK(Калькулятор!$E$11),100000,Калькулятор!$E$11)),Калькулятор!$C$11&Калькулятор!$E$11=\"\"),1,0))=7,1,0)","v":0},{"$f":"SUM(AQ$2:AQ765)","v":240},{"$f":"IF(Калькулятор!$F$8<>70,ROUND(INDEX($C$6:$V$17,MATCH(AM765,$B$6:$B$17,0),MATCH(AK765&AL765,$C$2:$V$2,0))*(Калькулятор!$F$8/70)^справочно!$Y$2,0),ROUND(INDEX($C$6:$V$17,MATCH(AM765,$B$6:$B$17,0),MATCH(AK765&AL765,$C$2:$V$2,0)),0))","v":1232},"ЗО",{"$f":"3.6*AV765/(4.19*(Калькулятор!$C$8-Калькулятор!$D$8))","v":105.85202863961813},{"$f":"IF(Калькулятор!$F$8<>70,INDEX($C$6:$V$17,MATCH(AM765,$B$6:$B$17,0),MATCH(AK765&AL765,$C$2:$V$2,0))*(Калькулятор!$F$8/70)^справочно!$Y$2,INDEX($C$6:$V$17,MATCH(AM765,$B$6:$B$17,0),MATCH(AK765&AL765,$C$2:$V$2,0)))","v":1232}]
[null,null,null,null,null,null,null,null,null,null,null,null,null,null,null,null,null,null,null,null,null,null,null,null,null,null,"Конвектор внутрипольный Royal Thermo ATRIUM-75/400/2400-DG-U-BL","НС-1493523","RT-A-75/400/2400-DG-U-BL",3,5,8,12,17,20,22,75,400,2400,"DG","U","BL",{"$f":"IF((IFERROR(IF(VLOOKUP(AK766,X:Y,2,0)=TRUE,1,0),0)+IFERROR(IF(VLOOKUP(AL766,X:Y,2,0)=TRUE,1,0),0)+IFERROR(IF(VLOOKUP(AN766,X:Y,2,0)=TRUE,1,0),0)+IFERROR(IF(VLOOKUP(AO766,X:Y,2,0)=TRUE,1,0),0)+IFERROR(IF(VLOOKUP(AP766,X:Y,2,0)=TRUE,1,0),0)+IF(AND(AM766>=Калькулятор!$C$14,AM766<=Калькулятор!$E$14),1,0)+IF(OR(AND(AS766>=Калькулятор!$C$11,AS766<=IF(ISBLANK(Калькулятор!$E$11),100000,Калькулятор!$E$11)),Калькулятор!$C$11&Калькулятор!$E$11=\"\"),1,0))=7,1,0)","v":0},{"$f":"SUM(AQ$2:AQ766)","v":240},{"$f":"IF(Калькулятор!$F$8<>70,ROUND(INDEX($C$6:$V$17,MATCH(AM766,$B$6:$B$17,0),MATCH(AK766&AL766,$C$2:$V$2,0))*(Калькулятор!$F$8/70)^справочно!$Y$2,0),ROUND(INDEX($C$6:$V$17,MATCH(AM766,$B$6:$B$17,0),MATCH(AK766&AL766,$C$2:$V$2,0)),0))","v":1362},"ЗО",{"$f":"3.6*AV766/(4.19*(Калькулятор!$C$8-Калькулятор!$D$8))","v":117.00429594272076},{"$f":"IF(Калькулятор!$F$8<>70,INDEX($C$6:$V$17,MATCH(AM766,$B$6:$B$17,0),MATCH(AK766&AL766,$C$2:$V$2,0))*(Калькулятор!$F$8/70)^справочно!$Y$2,INDEX($C$6:$V$17,MATCH(AM766,$B$6:$B$17,0),MATCH(AK766&AL766,$C$2:$V$2,0)))","v":1361.8000000000002}]
[null,null,null,null,null,null,null,null,null,null,null,null,null,null,null,null,null,null,null,null,null,null,null,null,null,null,"Конвектор внутрипольный Royal Thermo ATRIUM-75/400/2600-DG-U-BL","НС-1493524","RT-A-75/400/2600-DG-U-BL",3,5,8,12,17,20,22,75,400,2600,"DG","U","BL",{"$f":"IF((IFERROR(IF(VLOOKUP(AK767,X:Y,2,0)=TRUE,1,0),0)+IFERROR(IF(VLOOKUP(AL767,X:Y,2,0)=TRUE,1,0),0)+IFERROR(IF(VLOOKUP(AN767,X:Y,2,0)=TRUE,1,0),0)+IFERROR(IF(VLOOKUP(AO767,X:Y,2,0)=TRUE,1,0),0)+IFERROR(IF(VLOOKUP(AP767,X:Y,2,0)=TRUE,1,0),0)+IF(AND(AM767>=Калькулятор!$C$14,AM767<=Калькулятор!$E$14),1,0)+IF(OR(AND(AS767>=Калькулятор!$C$11,AS767<=IF(ISBLANK(Калькулятор!$E$11),100000,Калькулятор!$E$11)),Калькулятор!$C$11&Калькулятор!$E$11=\"\"),1,0))=7,1,0)","v":0},{"$f":"SUM(AQ$2:AQ767)","v":240},{"$f":"IF(Калькулятор!$F$8<>70,ROUND(INDEX($C$6:$V$17,MATCH(AM767,$B$6:$B$17,0),MATCH(AK767&AL767,$C$2:$V$2,0))*(Калькулятор!$F$8/70)^справочно!$Y$2,0),ROUND(INDEX($C$6:$V$17,MATCH(AM767,$B$6:$B$17,0),MATCH(AK767&AL767,$C$2:$V$2,0)),0))","v":1487},"ЗО",{"$f":"3.6*AV767/(4.19*(Калькулятор!$C$8-Калькулятор!$D$8))","v":127.77852028639617},{"$f":"IF(Калькулятор!$F$8<>70,INDEX($C$6:$V$17,MATCH(AM767,$B$6:$B$17,0),MATCH(AK767&AL767,$C$2:$V$2,0))*(Калькулятор!$F$8/70)^справочно!$Y$2,INDEX($C$6:$V$17,MATCH(AM767,$B$6:$B$17,0),MATCH(AK767&AL767,$C$2:$V$2,0)))","v":1487.2}]
[null,null,null,null,null,null,null,null,null,null,null,null,null,null,null,null,null,null,null,null,null,null,null,null,null,null,"Конвектор внутрипольный Royal Thermo ATRIUM-75/400/2800-DG-U-BL","НС-1493525","RT-A-75/400/2800-DG-U-BL",3,5,8,12,17,20,22,75,400,2800,"DG","U","BL",{"$f":"IF((IFERROR(IF(VLOOKUP(AK768,X:Y,2,0)=TRUE,1,0),0)+IFERROR(IF(VLOOKUP(AL768,X:Y,2,0)=TRUE,1,0),0)+IFERROR(IF(VLOOKUP(AN768,X:Y,2,0)=TRUE,1,0),0)+IFERROR(IF(VLOOKUP(AO768,X:Y,2,0)=TRUE,1,0),0)+IFERROR(IF(VLOOKUP(AP768,X:Y,2,0)=TRUE,1,0),0)+IF(AND(AM768>=Калькулятор!$C$14,AM768<=Калькулятор!$E$14),1,0)+IF(OR(AND(AS768>=Калькулятор!$C$11,AS768<=IF(ISBLANK(Калькулятор!$E$11),100000,Калькулятор!$E$11)),Калькулятор!$C$11&Калькулятор!$E$11=\"\"),1,0))=7,1,0)","v":0},{"$f":"SUM(AQ$2:AQ768)","v":240},{"$f":"IF(Калькулятор!$F$8<>70,ROUND(INDEX($C$6:$V$17,MATCH(AM768,$B$6:$B$17,0),MATCH(AK768&AL768,$C$2:$V$2,0))*(Калькулятор!$F$8/70)^справочно!$Y$2,0),ROUND(INDEX($C$6:$V$17,MATCH(AM768,$B$6:$B$17,0),MATCH(AK768&AL768,$C$2:$V$2,0)),0))","v":1614},"ЗО",{"$f":"3.6*AV768/(4.19*(Калькулятор!$C$8-Калькулятор!$D$8))","v":138.64725536992839},{"$f":"IF(Калькулятор!$F$8<>70,INDEX($C$6:$V$17,MATCH(AM768,$B$6:$B$17,0),MATCH(AK768&AL768,$C$2:$V$2,0))*(Калькулятор!$F$8/70)^справочно!$Y$2,INDEX($C$6:$V$17,MATCH(AM768,$B$6:$B$17,0),MATCH(AK768&AL768,$C$2:$V$2,0)))","v":1613.7}]
[null,null,null,null,null,null,null,null,null,null,null,null,null,null,null,null,null,null,null,null,null,null,null,null,null,null,"Конвектор внутрипольный Royal Thermo ATRIUM-75/400/3000-DG-U-BL","НС-1493526","RT-A-75/400/3000-DG-U-BL",3,5,8,12,17,20,22,75,400,3000,"DG","U","BL",{"$f":"IF((IFERROR(IF(VLOOKUP(AK769,X:Y,2,0)=TRUE,1,0),0)+IFERROR(IF(VLOOKUP(AL769,X:Y,2,0)=TRUE,1,0),0)+IFERROR(IF(VLOOKUP(AN769,X:Y,2,0)=TRUE,1,0),0)+IFERROR(IF(VLOOKUP(AO769,X:Y,2,0)=TRUE,1,0),0)+IFERROR(IF(VLOOKUP(AP769,X:Y,2,0)=TRUE,1,0),0)+IF(AND(AM769>=Калькулятор!$C$14,AM769<=Калькулятор!$E$14),1,0)+IF(OR(AND(AS769>=Калькулятор!$C$11,AS769<=IF(ISBLANK(Калькулятор!$E$11),100000,Калькулятор!$E$11)),Калькулятор!$C$11&Калькулятор!$E$11=\"\"),1,0))=7,1,0)","v":0},{"$f":"SUM(AQ$2:AQ769)","v":240},{"$f":"IF(Калькулятор!$F$8<>70,ROUND(INDEX($C$6:$V$17,MATCH(AM769,$B$6:$B$17,0),MATCH(AK769&AL769,$C$2:$V$2,0))*(Калькулятор!$F$8/70)^справочно!$Y$2,0),ROUND(INDEX($C$6:$V$17,MATCH(AM769,$B$6:$B$17,0),MATCH(AK769&AL769,$C$2:$V$2,0)),0))","v":1739},"ЗО",{"$f":"3.6*AV769/(4.19*(Калькулятор!$C$8-Калькулятор!$D$8))","v":149.42147971360382},{"$f":"IF(Калькулятор!$F$8<>70,INDEX($C$6:$V$17,MATCH(AM769,$B$6:$B$17,0),MATCH(AK769&AL769,$C$2:$V$2,0))*(Калькулятор!$F$8/70)^справочно!$Y$2,INDEX($C$6:$V$17,MATCH(AM769,$B$6:$B$17,0),MATCH(AK769&AL769,$C$2:$V$2,0)))","v":1739.1000000000001}]
[null,null,null,null,null,null,null,null,null,null,null,null,null,null,null,null,null,null,null,null,null,null,null,null,null,null,"Конвектор внутрипольный Royal Thermo ATRIUM-90/200/800-DG-U-BL","НС-1493540","RT-A-90/200/800-DG-U-BL",{"$f":"SEARCH(\"-\",AC770)","v":3},{"$f":"SEARCH(\"-\",AC770,AD770+1)","v":5},{"$f":"SEARCH(\"/\",AC770)","v":8},{"$f":"SEARCH(\"/\",AC770,AF770+1)","v":12},{"$f":"SEARCH(\"-\",AC770,AE770+1)","v":16},{"$f":"SEARCH(\"-\",AC770,AH770+1)","v":19},{"$f":"SEARCH(\"-\",AC770,AI770+1)","v":21},{"$f":"MID($AC770,AE770+1,AF770-AE770-1)*1","v":90},{"$f":"MID($AC770,AF770+1,AG770-AF770-1)*1","v":200},{"$f":"MID($AC770,AG770+1,AH770-AG770-1)*1","v":800},{"$f":"MID($AC770,AH770+1,AI770-AH770-1)","v":"DG"},{"$f":"MID($AC770,AI770+1,AJ770-AI770-1)","v":"U"},{"$f":"MID($AC770,AI770+3,LEN(AC770)-AI770-1)","v":"BL"},{"$f":"IF((IFERROR(IF(VLOOKUP(AK770,X:Y,2,0)=TRUE,1,0),0)+IFERROR(IF(VLOOKUP(AL770,X:Y,2,0)=TRUE,1,0),0)+IFERROR(IF(VLOOKUP(AN770,X:Y,2,0)=TRUE,1,0),0)+IFERROR(IF(VLOOKUP(AO770,X:Y,2,0)=TRUE,1,0),0)+IFERROR(IF(VLOOKUP(AP770,X:Y,2,0)=TRUE,1,0),0)+IF(AND(AM770>=Калькулятор!$C$14,AM770<=Калькулятор!$E$14),1,0)+IF(OR(AND(AS770>=Калькулятор!$C$11,AS770<=IF(ISBLANK(Калькулятор!$E$11),100000,Калькулятор!$E$11)),Калькулятор!$C$11&Калькулятор!$E$11=\"\"),1,0))=7,1,0)","v":0},{"$f":"SUM(AQ$2:AQ770)","v":240},{"$f":"IF(Калькулятор!$F$8<>70,ROUND(INDEX($C$6:$V$17,MATCH(AM770,$B$6:$B$17,0),MATCH(AK770&AL770,$C$2:$V$2,0))*(Калькулятор!$F$8/70)^справочно!$Y$2,0),ROUND(INDEX($C$6:$V$17,MATCH(AM770,$B$6:$B$17,0),MATCH(AK770&AL770,$C$2:$V$2,0)),0))","v":222},"ЗО",{"$f":"3.6*AV770/(4.19*(Калькулятор!$C$8-Калькулятор!$D$8))","v":19.091169451073984},{"$f":"IF(Калькулятор!$F$8<>70,INDEX($C$6:$V$17,MATCH(AM770,$B$6:$B$17,0),MATCH(AK770&AL770,$C$2:$V$2,0))*(Калькулятор!$F$8/70)^справочно!$Y$2,INDEX($C$6:$V$17,MATCH(AM770,$B$6:$B$17,0),MATCH(AK770&AL770,$C$2:$V$2,0)))","v":222.20000000000002}]
[null,null,null,null,null,null,null,null,null,null,null,null,null,null,null,null,null,null,null,null,null,null,null,null,null,null,"Конвектор внутрипольный Royal Thermo ATRIUM-90/200/1000-DG-U-BL","НС-1493529","RT-A-90/200/1000-DG-U-BL",3,5,8,12,17,20,22,90,200,1000,"DG","U","BL",{"$f":"IF((IFERROR(IF(VLOOKUP(AK771,X:Y,2,0)=TRUE,1,0),0)+IFERROR(IF(VLOOKUP(AL771,X:Y,2,0)=TRUE,1,0),0)+IFERROR(IF(VLOOKUP(AN771,X:Y,2,0)=TRUE,1,0),0)+IFERROR(IF(VLOOKUP(AO771,X:Y,2,0)=TRUE,1,0),0)+IFERROR(IF(VLOOKUP(AP771,X:Y,2,0)=TRUE,1,0),0)+IF(AND(AM771>=Калькулятор!$C$14,AM771<=Калькулятор!$E$14),1,0)+IF(OR(AND(AS771>=Калькулятор!$C$11,AS771<=IF(ISBLANK(Калькулятор!$E$11),100000,Калькулятор!$E$11)),Калькулятор!$C$11&Калькулятор!$E$11=\"\"),1,0))=7,1,0)","v":0},{"$f":"SUM(AQ$2:AQ771)","v":240},{"$f":"IF(Калькулятор!$F$8<>70,ROUND(INDEX($C$6:$V$17,MATCH(AM771,$B$6:$B$17,0),MATCH(AK771&AL771,$C$2:$V$2,0))*(Калькулятор!$F$8/70)^справочно!$Y$2,0),ROUND(INDEX($C$6:$V$17,MATCH(AM771,$B$6:$B$17,0),MATCH(AK771&AL771,$C$2:$V$2,0)),0))","v":306},"-",{"$f":"3.6*AV771/(4.19*(Калькулятор!$C$8-Калькулятор!$D$8))","v":26.273985680190929},{"$f":"IF(Калькулятор!$F$8<>70,INDEX($C$6:$V$17,MATCH(AM771,$B$6:$B$17,0),MATCH(AK771&AL771,$C$2:$V$2,0))*(Калькулятор!$F$8/70)^справочно!$Y$2,INDEX($C$6:$V$17,MATCH(AM771,$B$6:$B$17,0),MATCH(AK771&AL771,$C$2:$V$2,0)))","v":305.8}]
[null,null,null,null,null,null,null,null,null,null,null,null,null,null,null,null,null,null,null,null,null,null,null,null,null,null,"Конвектор внутрипольный Royal Thermo ATRIUM-90/200/1200-DG-U-BL","НС-1493530","RT-A-90/200/1200-DG-U-BL",3,5,8,12,17,20,22,90,200,1200,"DG","U","BL",{"$f":"IF((IFERROR(IF(VLOOKUP(AK772,X:Y,2,0)=TRUE,1,0),0)+IFERROR(IF(VLOOKUP(AL772,X:Y,2,0)=TRUE,1,0),0)+IFERROR(IF(VLOOKUP(AN772,X:Y,2,0)=TRUE,1,0),0)+IFERROR(IF(VLOOKUP(AO772,X:Y,2,0)=TRUE,1,0),0)+IFERROR(IF(VLOOKUP(AP772,X:Y,2,0)=TRUE,1,0),0)+IF(AND(AM772>=Калькулятор!$C$14,AM772<=Калькулятор!$E$14),1,0)+IF(OR(AND(AS772>=Калькулятор!$C$11,AS772<=IF(ISBLANK(Калькулятор!$E$11),100000,Калькулятор!$E$11)),Калькулятор!$C$11&Калькулятор!$E$11=\"\"),1,0))=7,1,0)","v":0},{"$f":"SUM(AQ$2:AQ772)","v":240},{"$f":"IF(Калькулятор!$F$8<>70,ROUND(INDEX($C$6:$V$17,MATCH(AM772,$B$6:$B$17,0),MATCH(AK772&AL772,$C$2:$V$2,0))*(Калькулятор!$F$8/70)^справочно!$Y$2,0),ROUND(INDEX($C$6:$V$17,MATCH(AM772,$B$6:$B$17,0),MATCH(AK772&AL772,$C$2:$V$2,0)),0))","v":391},"-",{"$f":"3.6*AV772/(4.19*(Калькулятор!$C$8-Калькулятор!$D$8))","v":33.551312649164679},{"$f":"IF(Калькулятор!$F$8<>70,INDEX($C$6:$V$17,MATCH(AM772,$B$6:$B$17,0),MATCH(AK772&AL772,$C$2:$V$2,0))*(Калькулятор!$F$8/70)^справочно!$Y$2,INDEX($C$6:$V$17,MATCH(AM772,$B$6:$B$17,0),MATCH(AK772&AL772,$C$2:$V$2,0)))","v":390.50000000000006}]
[null,null,null,null,null,null,null,null,null,null,null,null,null,null,null,null,null,null,null,null,null,null,null,null,null,null,"Конвектор внутрипольный Royal Thermo ATRIUM-90/200/1400-DG-U-BL","НС-1493531","RT-A-90/200/1400-DG-U-BL",3,5,8,12,17,20,22,90,200,1400,"DG","U","BL",{"$f":"IF((IFERROR(IF(VLOOKUP(AK773,X:Y,2,0)=TRUE,1,0),0)+IFERROR(IF(VLOOKUP(AL773,X:Y,2,0)=TRUE,1,0),0)+IFERROR(IF(VLOOKUP(AN773,X:Y,2,0)=TRUE,1,0),0)+IFERROR(IF(VLOOKUP(AO773,X:Y,2,0)=TRUE,1,0),0)+IFERROR(IF(VLOOKUP(AP773,X:Y,2,0)=TRUE,1,0),0)+IF(AND(AM773>=Калькулятор!$C$14,AM773<=Калькулятор!$E$14),1,0)+IF(OR(AND(AS773>=Калькулятор!$C$11,AS773<=IF(ISBLANK(Калькулятор!$E$11),100000,Калькулятор!$E$11)),Калькулятор!$C$11&Калькулятор!$E$11=\"\"),1,0))=7,1,0)","v":0},{"$f":"SUM(AQ$2:AQ773)","v":240},{"$f":"IF(Калькулятор!$F$8<>70,ROUND(INDEX($C$6:$V$17,MATCH(AM773,$B$6:$B$17,0),MATCH(AK773&AL773,$C$2:$V$2,0))*(Калькулятор!$F$8/70)^справочно!$Y$2,0),ROUND(INDEX($C$6:$V$17,MATCH(AM773,$B$6:$B$17,0),MATCH(AK773&AL773,$C$2:$V$2,0)),0))","v":474},"-",{"$f":"3.6*AV773/(4.19*(Калькулятор!$C$8-Калькулятор!$D$8))","v":40.734128878281624},{"$f":"IF(Калькулятор!$F$8<>70,INDEX($C$6:$V$17,MATCH(AM773,$B$6:$B$17,0),MATCH(AK773&AL773,$C$2:$V$2,0))*(Калькулятор!$F$8/70)^справочно!$Y$2,INDEX($C$6:$V$17,MATCH(AM773,$B$6:$B$17,0),MATCH(AK773&AL773,$C$2:$V$2,0)))","v":474.1}]
[null,null,null,null,null,null,null,null,null,null,null,null,null,null,null,null,null,null,null,null,null,null,null,null,null,null,"Конвектор внутрипольный Royal Thermo ATRIUM-90/200/1600-DG-U-BL","НС-1493532","RT-A-90/200/1600-DG-U-BL",3,5,8,12,17,20,22,90,200,1600,"DG","U","BL",{"$f":"IF((IFERROR(IF(VLOOKUP(AK774,X:Y,2,0)=TRUE,1,0),0)+IFERROR(IF(VLOOKUP(AL774,X:Y,2,0)=TRUE,1,0),0)+IFERROR(IF(VLOOKUP(AN774,X:Y,2,0)=TRUE,1,0),0)+IFERROR(IF(VLOOKUP(AO774,X:Y,2,0)=TRUE,1,0),0)+IFERROR(IF(VLOOKUP(AP774,X:Y,2,0)=TRUE,1,0),0)+IF(AND(AM774>=Калькулятор!$C$14,AM774<=Калькулятор!$E$14),1,0)+IF(OR(AND(AS774>=Калькулятор!$C$11,AS774<=IF(ISBLANK(Калькулятор!$E$11),100000,Калькулятор!$E$11)),Калькулятор!$C$11&Калькулятор!$E$11=\"\"),1,0))=7,1,0)","v":0},{"$f":"SUM(AQ$2:AQ774)","v":240},{"$f":"IF(Калькулятор!$F$8<>70,ROUND(INDEX($C$6:$V$17,MATCH(AM774,$B$6:$B$17,0),MATCH(AK774&AL774,$C$2:$V$2,0))*(Калькулятор!$F$8/70)^справочно!$Y$2,0),ROUND(INDEX($C$6:$V$17,MATCH(AM774,$B$6:$B$17,0),MATCH(AK774&AL774,$C$2:$V$2,0)),0))","v":559},"-",{"$f":"3.6*AV774/(4.19*(Калькулятор!$C$8-Калькулятор!$D$8))","v":48.01145584725537},{"$f":"IF(Калькулятор!$F$8<>70,INDEX($C$6:$V$17,MATCH(AM774,$B$6:$B$17,0),MATCH(AK774&AL774,$C$2:$V$2,0))*(Калькулятор!$F$8/70)^справочно!$Y$2,INDEX($C$6:$V$17,MATCH(AM774,$B$6:$B$17,0),MATCH(AK774&AL774,$C$2:$V$2,0)))","v":558.80000000000007}]
[null,null,null,null,null,null,null,null,null,null,null,null,null,null,null,null,null,null,null,null,null,null,null,null,null,null,"Конвектор внутрипольный Royal Thermo ATRIUM-90/200/1800-DG-U-BL","НС-1493533","RT-A-90/200/1800-DG-U-BL",3,5,8,12,17,20,22,90,200,1800,"DG","U","BL",{"$f":"IF((IFERROR(IF(VLOOKUP(AK775,X:Y,2,0)=TRUE,1,0),0)+IFERROR(IF(VLOOKUP(AL775,X:Y,2,0)=TRUE,1,0),0)+IFERROR(IF(VLOOKUP(AN775,X:Y,2,0)=TRUE,1,0),0)+IFERROR(IF(VLOOKUP(AO775,X:Y,2,0)=TRUE,1,0),0)+IFERROR(IF(VLOOKUP(AP775,X:Y,2,0)=TRUE,1,0),0)+IF(AND(AM775>=Калькулятор!$C$14,AM775<=Калькулятор!$E$14),1,0)+IF(OR(AND(AS775>=Калькулятор!$C$11,AS775<=IF(ISBLANK(Калькулятор!$E$11),100000,Калькулятор!$E$11)),Калькулятор!$C$11&Калькулятор!$E$11=\"\"),1,0))=7,1,0)","v":0},{"$f":"SUM(AQ$2:AQ775)","v":240},{"$f":"IF(Калькулятор!$F$8<>70,ROUND(INDEX($C$6:$V$17,MATCH(AM775,$B$6:$B$17,0),MATCH(AK775&AL775,$C$2:$V$2,0))*(Калькулятор!$F$8/70)^справочно!$Y$2,0),ROUND(INDEX($C$6:$V$17,MATCH(AM775,$B$6:$B$17,0),MATCH(AK775&AL775,$C$2:$V$2,0)),0))","v":642},"-",{"$f":"3.6*AV775/(4.19*(Калькулятор!$C$8-Калькулятор!$D$8))","v":55.194272076372314},{"$f":"IF(Калькулятор!$F$8<>70,INDEX($C$6:$V$17,MATCH(AM775,$B$6:$B$17,0),MATCH(AK775&AL775,$C$2:$V$2,0))*(Калькулятор!$F$8/70)^справочно!$Y$2,INDEX($C$6:$V$17,MATCH(AM775,$B$6:$B$17,0),MATCH(AK775&AL775,$C$2:$V$2,0)))","v":642.40000000000009}]
[null,null,null,null,null,null,null,null,null,null,null,null,null,null,null,null,null,null,null,null,null,null,null,null,null,null,"Конвектор внутрипольный Royal Thermo ATRIUM-90/200/2000-DG-U-BL","НС-1493534","RT-A-90/200/2000-DG-U-BL",3,5,8,12,17,20,22,90,200,2000,"DG","U","BL",{"$f":"IF((IFERROR(IF(VLOOKUP(AK776,X:Y,2,0)=TRUE,1,0),0)+IFERROR(IF(VLOOKUP(AL776,X:Y,2,0)=TRUE,1,0),0)+IFERROR(IF(VLOOKUP(AN776,X:Y,2,0)=TRUE,1,0),0)+IFERROR(IF(VLOOKUP(AO776,X:Y,2,0)=TRUE,1,0),0)+IFERROR(IF(VLOOKUP(AP776,X:Y,2,0)=TRUE,1,0),0)+IF(AND(AM776>=Калькулятор!$C$14,AM776<=Калькулятор!$E$14),1,0)+IF(OR(AND(AS776>=Калькулятор!$C$11,AS776<=IF(ISBLANK(Калькулятор!$E$11),100000,Калькулятор!$E$11)),Калькулятор!$C$11&Калькулятор!$E$11=\"\"),1,0))=7,1,0)","v":0},{"$f":"SUM(AQ$2:AQ776)","v":240},{"$f":"IF(Калькулятор!$F$8<>70,ROUND(INDEX($C$6:$V$17,MATCH(AM776,$B$6:$B$17,0),MATCH(AK776&AL776,$C$2:$V$2,0))*(Калькулятор!$F$8/70)^справочно!$Y$2,0),ROUND(INDEX($C$6:$V$17,MATCH(AM776,$B$6:$B$17,0),MATCH(AK776&AL776,$C$2:$V$2,0)),0))","v":726},"-",{"$f":"3.6*AV776/(4.19*(Калькулятор!$C$8-Калькулятор!$D$8))","v":62.377088305489259},{"$f":"IF(Калькулятор!$F$8<>70,INDEX($C$6:$V$17,MATCH(AM776,$B$6:$B$17,0),MATCH(AK776&AL776,$C$2:$V$2,0))*(Калькулятор!$F$8/70)^справочно!$Y$2,INDEX($C$6:$V$17,MATCH(AM776,$B$6:$B$17,0),MATCH(AK776&AL776,$C$2:$V$2,0)))","v":726.00000000000011}]
[null,null,null,null,null,null,null,null,null,null,null,null,null,null,null,null,null,null,null,null,null,null,null,null,null,null,"Конвектор внутрипольный Royal Thermo ATRIUM-90/200/2200-DG-U-BL","НС-1493535","RT-A-90/200/2200-DG-U-BL",3,5,8,12,17,20,22,90,200,2200,"DG","U","BL",{"$f":"IF((IFERROR(IF(VLOOKUP(AK777,X:Y,2,0)=TRUE,1,0),0)+IFERROR(IF(VLOOKUP(AL777,X:Y,2,0)=TRUE,1,0),0)+IFERROR(IF(VLOOKUP(AN777,X:Y,2,0)=TRUE,1,0),0)+IFERROR(IF(VLOOKUP(AO777,X:Y,2,0)=TRUE,1,0),0)+IFERROR(IF(VLOOKUP(AP777,X:Y,2,0)=TRUE,1,0),0)+IF(AND(AM777>=Калькулятор!$C$14,AM777<=Калькулятор!$E$14),1,0)+IF(OR(AND(AS777>=Калькулятор!$C$11,AS777<=IF(ISBLANK(Калькулятор!$E$11),100000,Калькулятор!$E$11)),Калькулятор!$C$11&Калькулятор!$E$11=\"\"),1,0))=7,1,0)","v":0},{"$f":"SUM(AQ$2:AQ777)","v":240},{"$f":"IF(Калькулятор!$F$8<>70,ROUND(INDEX($C$6:$V$17,MATCH(AM777,$B$6:$B$17,0),MATCH(AK777&AL777,$C$2:$V$2,0))*(Калькулятор!$F$8/70)^справочно!$Y$2,0),ROUND(INDEX($C$6:$V$17,MATCH(AM777,$B$6:$B$17,0),MATCH(AK777&AL777,$C$2:$V$2,0)),0))","v":811},"-",{"$f":"3.6*AV777/(4.19*(Калькулятор!$C$8-Калькулятор!$D$8))","v":69.654415274463005},{"$f":"IF(Калькулятор!$F$8<>70,INDEX($C$6:$V$17,MATCH(AM777,$B$6:$B$17,0),MATCH(AK777&AL777,$C$2:$V$2,0))*(Калькулятор!$F$8/70)^справочно!$Y$2,INDEX($C$6:$V$17,MATCH(AM777,$B$6:$B$17,0),MATCH(AK777&AL777,$C$2:$V$2,0)))","v":810.7}]
[null,null,null,null,null,null,null,null,null,null,null,null,null,null,null,null,null,null,null,null,null,null,null,null,null,null,"Конвектор внутрипольный Royal Thermo ATRIUM-90/200/2400-DG-U-BL","НС-1493536","RT-A-90/200/2400-DG-U-BL",3,5,8,12,17,20,22,90,200,2400,"DG","U","BL",{"$f":"IF((IFERROR(IF(VLOOKUP(AK778,X:Y,2,0)=TRUE,1,0),0)+IFERROR(IF(VLOOKUP(AL778,X:Y,2,0)=TRUE,1,0),0)+IFERROR(IF(VLOOKUP(AN778,X:Y,2,0)=TRUE,1,0),0)+IFERROR(IF(VLOOKUP(AO778,X:Y,2,0)=TRUE,1,0),0)+IFERROR(IF(VLOOKUP(AP778,X:Y,2,0)=TRUE,1,0),0)+IF(AND(AM778>=Калькулятор!$C$14,AM778<=Калькулятор!$E$14),1,0)+IF(OR(AND(AS778>=Калькулятор!$C$11,AS778<=IF(ISBLANK(Калькулятор!$E$11),100000,Калькулятор!$E$11)),Калькулятор!$C$11&Калькулятор!$E$11=\"\"),1,0))=7,1,0)","v":0},{"$f":"SUM(AQ$2:AQ778)","v":240},{"$f":"IF(Калькулятор!$F$8<>70,ROUND(INDEX($C$6:$V$17,MATCH(AM778,$B$6:$B$17,0),MATCH(AK778&AL778,$C$2:$V$2,0))*(Калькулятор!$F$8/70)^справочно!$Y$2,0),ROUND(INDEX($C$6:$V$17,MATCH(AM778,$B$6:$B$17,0),MATCH(AK778&AL778,$C$2:$V$2,0)),0))","v":894},"-",{"$f":"3.6*AV778/(4.19*(Калькулятор!$C$8-Калькулятор!$D$8))","v":76.837231503579957},{"$f":"IF(Калькулятор!$F$8<>70,INDEX($C$6:$V$17,MATCH(AM778,$B$6:$B$17,0),MATCH(AK778&AL778,$C$2:$V$2,0))*(Калькулятор!$F$8/70)^справочно!$Y$2,INDEX($C$6:$V$17,MATCH(AM778,$B$6:$B$17,0),MATCH(AK778&AL778,$C$2:$V$2,0)))","v":894.30000000000007}]
[null,null,null,null,null,null,null,null,null,null,null,null,null,null,null,null,null,null,null,null,null,null,null,null,null,null,"Конвектор внутрипольный Royal Thermo ATRIUM-90/200/2600-DG-U-BL","НС-1493537","RT-A-90/200/2600-DG-U-BL",3,5,8,12,17,20,22,90,200,2600,"DG","U","BL",{"$f":"IF((IFERROR(IF(VLOOKUP(AK779,X:Y,2,0)=TRUE,1,0),0)+IFERROR(IF(VLOOKUP(AL779,X:Y,2,0)=TRUE,1,0),0)+IFERROR(IF(VLOOKUP(AN779,X:Y,2,0)=TRUE,1,0),0)+IFERROR(IF(VLOOKUP(AO779,X:Y,2,0)=TRUE,1,0),0)+IFERROR(IF(VLOOKUP(AP779,X:Y,2,0)=TRUE,1,0),0)+IF(AND(AM779>=Калькулятор!$C$14,AM779<=Калькулятор!$E$14),1,0)+IF(OR(AND(AS779>=Калькулятор!$C$11,AS779<=IF(ISBLANK(Калькулятор!$E$11),100000,Калькулятор!$E$11)),Калькулятор!$C$11&Калькулятор!$E$11=\"\"),1,0))=7,1,0)","v":0},{"$f":"SUM(AQ$2:AQ779)","v":240},{"$f":"IF(Калькулятор!$F$8<>70,ROUND(INDEX($C$6:$V$17,MATCH(AM779,$B$6:$B$17,0),MATCH(AK779&AL779,$C$2:$V$2,0))*(Калькулятор!$F$8/70)^справочно!$Y$2,0),ROUND(INDEX($C$6:$V$17,MATCH(AM779,$B$6:$B$17,0),MATCH(AK779&AL779,$C$2:$V$2,0)),0))","v":978},"ЗО",{"$f":"3.6*AV779/(4.19*(Калькулятор!$C$8-Калькулятор!$D$8))","v":84.020047732696895},{"$f":"IF(Калькулятор!$F$8<>70,INDEX($C$6:$V$17,MATCH(AM779,$B$6:$B$17,0),MATCH(AK779&AL779,$C$2:$V$2,0))*(Калькулятор!$F$8/70)^справочно!$Y$2,INDEX($C$6:$V$17,MATCH(AM779,$B$6:$B$17,0),MATCH(AK779&AL779,$C$2:$V$2,0)))","v":977.90000000000009}]
[null,null,null,null,null,null,null,null,null,null,null,null,null,null,null,null,null,null,null,null,null,null,null,null,null,null,"Конвектор внутрипольный Royal Thermo ATRIUM-90/200/2800-DG-U-BL","НС-1493538","RT-A-90/200/2800-DG-U-BL",3,5,8,12,17,20,22,90,200,2800,"DG","U","BL",{"$f":"IF((IFERROR(IF(VLOOKUP(AK780,X:Y,2,0)=TRUE,1,0),0)+IFERROR(IF(VLOOKUP(AL780,X:Y,2,0)=TRUE,1,0),0)+IFERROR(IF(VLOOKUP(AN780,X:Y,2,0)=TRUE,1,0),0)+IFERROR(IF(VLOOKUP(AO780,X:Y,2,0)=TRUE,1,0),0)+IFERROR(IF(VLOOKUP(AP780,X:Y,2,0)=TRUE,1,0),0)+IF(AND(AM780>=Калькулятор!$C$14,AM780<=Калькулятор!$E$14),1,0)+IF(OR(AND(AS780>=Калькулятор!$C$11,AS780<=IF(ISBLANK(Калькулятор!$E$11),100000,Калькулятор!$E$11)),Калькулятор!$C$11&Калькулятор!$E$11=\"\"),1,0))=7,1,0)","v":0},{"$f":"SUM(AQ$2:AQ780)","v":240},{"$f":"IF(Калькулятор!$F$8<>70,ROUND(INDEX($C$6:$V$17,MATCH(AM780,$B$6:$B$17,0),MATCH(AK780&AL780,$C$2:$V$2,0))*(Калькулятор!$F$8/70)^справочно!$Y$2,0),ROUND(INDEX($C$6:$V$17,MATCH(AM780,$B$6:$B$17,0),MATCH(AK780&AL780,$C$2:$V$2,0)),0))","v":1063},"ЗО",{"$f":"3.6*AV780/(4.19*(Калькулятор!$C$8-Калькулятор!$D$8))","v":91.297374701670648},{"$f":"IF(Калькулятор!$F$8<>70,INDEX($C$6:$V$17,MATCH(AM780,$B$6:$B$17,0),MATCH(AK780&AL780,$C$2:$V$2,0))*(Калькулятор!$F$8/70)^справочно!$Y$2,INDEX($C$6:$V$17,MATCH(AM780,$B$6:$B$17,0),MATCH(AK780&AL780,$C$2:$V$2,0)))","v":1062.6000000000001}]
[null,null,null,null,null,null,null,null,null,null,null,null,null,null,null,null,null,null,null,null,null,null,null,null,null,null,"Конвектор внутрипольный Royal Thermo ATRIUM-90/200/3000-DG-U-BL","НС-1493539","RT-A-90/200/3000-DG-U-BL",3,5,8,12,17,20,22,90,200,3000,"DG","U","BL",{"$f":"IF((IFERROR(IF(VLOOKUP(AK781,X:Y,2,0)=TRUE,1,0),0)+IFERROR(IF(VLOOKUP(AL781,X:Y,2,0)=TRUE,1,0),0)+IFERROR(IF(VLOOKUP(AN781,X:Y,2,0)=TRUE,1,0),0)+IFERROR(IF(VLOOKUP(AO781,X:Y,2,0)=TRUE,1,0),0)+IFERROR(IF(VLOOKUP(AP781,X:Y,2,0)=TRUE,1,0),0)+IF(AND(AM781>=Калькулятор!$C$14,AM781<=Калькулятор!$E$14),1,0)+IF(OR(AND(AS781>=Калькулятор!$C$11,AS781<=IF(ISBLANK(Калькулятор!$E$11),100000,Калькулятор!$E$11)),Калькулятор!$C$11&Калькулятор!$E$11=\"\"),1,0))=7,1,0)","v":0},{"$f":"SUM(AQ$2:AQ781)","v":240},{"$f":"IF(Калькулятор!$F$8<>70,ROUND(INDEX($C$6:$V$17,MATCH(AM781,$B$6:$B$17,0),MATCH(AK781&AL781,$C$2:$V$2,0))*(Калькулятор!$F$8/70)^справочно!$Y$2,0),ROUND(INDEX($C$6:$V$17,MATCH(AM781,$B$6:$B$17,0),MATCH(AK781&AL781,$C$2:$V$2,0)),0))","v":1146},"ЗО",{"$f":"3.6*AV781/(4.19*(Калькулятор!$C$8-Калькулятор!$D$8))","v":98.480190930787586},{"$f":"IF(Калькулятор!$F$8<>70,INDEX($C$6:$V$17,MATCH(AM781,$B$6:$B$17,0),MATCH(AK781&AL781,$C$2:$V$2,0))*(Калькулятор!$F$8/70)^справочно!$Y$2,INDEX($C$6:$V$17,MATCH(AM781,$B$6:$B$17,0),MATCH(AK781&AL781,$C$2:$V$2,0)))","v":1146.2}]
[null,null,null,null,null,null,null,null,null,null,null,null,null,null,null,null,null,null,null,null,null,null,null,null,null,null,"Конвектор внутрипольный Royal Thermo ATRIUM-90/250/800-DG-U-BL","НС-1493553","RT-A-90/250/800-DG-U-BL",3,5,8,12,16,19,21,90,250,800,"DG","U","BL",{"$f":"IF((IFERROR(IF(VLOOKUP(AK782,X:Y,2,0)=TRUE,1,0),0)+IFERROR(IF(VLOOKUP(AL782,X:Y,2,0)=TRUE,1,0),0)+IFERROR(IF(VLOOKUP(AN782,X:Y,2,0)=TRUE,1,0),0)+IFERROR(IF(VLOOKUP(AO782,X:Y,2,0)=TRUE,1,0),0)+IFERROR(IF(VLOOKUP(AP782,X:Y,2,0)=TRUE,1,0),0)+IF(AND(AM782>=Калькулятор!$C$14,AM782<=Калькулятор!$E$14),1,0)+IF(OR(AND(AS782>=Калькулятор!$C$11,AS782<=IF(ISBLANK(Калькулятор!$E$11),100000,Калькулятор!$E$11)),Калькулятор!$C$11&Калькулятор!$E$11=\"\"),1,0))=7,1,0)","v":0},{"$f":"SUM(AQ$2:AQ782)","v":240},{"$f":"IF(Калькулятор!$F$8<>70,ROUND(INDEX($C$6:$V$17,MATCH(AM782,$B$6:$B$17,0),MATCH(AK782&AL782,$C$2:$V$2,0))*(Калькулятор!$F$8/70)^справочно!$Y$2,0),ROUND(INDEX($C$6:$V$17,MATCH(AM782,$B$6:$B$17,0),MATCH(AK782&AL782,$C$2:$V$2,0)),0))","v":290},"ЗО",{"$f":"3.6*AV782/(4.19*(Калькулятор!$C$8-Калькулятор!$D$8))","v":24.950835322195701},{"$f":"IF(Калькулятор!$F$8<>70,INDEX($C$6:$V$17,MATCH(AM782,$B$6:$B$17,0),MATCH(AK782&AL782,$C$2:$V$2,0))*(Калькулятор!$F$8/70)^справочно!$Y$2,INDEX($C$6:$V$17,MATCH(AM782,$B$6:$B$17,0),MATCH(AK782&AL782,$C$2:$V$2,0)))","v":290.40000000000003}]
[null,null,null,null,null,null,null,null,null,null,null,null,null,null,null,null,null,null,null,null,null,null,null,null,null,null,"Конвектор внутрипольный Royal Thermo ATRIUM-90/250/1000-DG-U-BL","НС-1493542","RT-A-90/250/1000-DG-U-BL",3,5,8,12,17,20,22,90,250,1000,"DG","U","BL",{"$f":"IF((IFERROR(IF(VLOOKUP(AK783,X:Y,2,0)=TRUE,1,0),0)+IFERROR(IF(VLOOKUP(AL783,X:Y,2,0)=TRUE,1,0),0)+IFERROR(IF(VLOOKUP(AN783,X:Y,2,0)=TRUE,1,0),0)+IFERROR(IF(VLOOKUP(AO783,X:Y,2,0)=TRUE,1,0),0)+IFERROR(IF(VLOOKUP(AP783,X:Y,2,0)=TRUE,1,0),0)+IF(AND(AM783>=Калькулятор!$C$14,AM783<=Калькулятор!$E$14),1,0)+IF(OR(AND(AS783>=Калькулятор!$C$11,AS783<=IF(ISBLANK(Калькулятор!$E$11),100000,Калькулятор!$E$11)),Калькулятор!$C$11&Калькулятор!$E$11=\"\"),1,0))=7,1,0)","v":0},{"$f":"SUM(AQ$2:AQ783)","v":240},{"$f":"IF(Калькулятор!$F$8<>70,ROUND(INDEX($C$6:$V$17,MATCH(AM783,$B$6:$B$17,0),MATCH(AK783&AL783,$C$2:$V$2,0))*(Калькулятор!$F$8/70)^справочно!$Y$2,0),ROUND(INDEX($C$6:$V$17,MATCH(AM783,$B$6:$B$17,0),MATCH(AK783&AL783,$C$2:$V$2,0)),0))","v":388},"-",{"$f":"3.6*AV783/(4.19*(Калькулятор!$C$8-Калькулятор!$D$8))","v":33.362291169451069},{"$f":"IF(Калькулятор!$F$8<>70,INDEX($C$6:$V$17,MATCH(AM783,$B$6:$B$17,0),MATCH(AK783&AL783,$C$2:$V$2,0))*(Калькулятор!$F$8/70)^справочно!$Y$2,INDEX($C$6:$V$17,MATCH(AM783,$B$6:$B$17,0),MATCH(AK783&AL783,$C$2:$V$2,0)))","v":388.3}]
[null,null,null,null,null,null,null,null,null,null,null,null,null,null,null,null,null,null,null,null,null,null,null,null,null,null,"Конвектор внутрипольный Royal Thermo ATRIUM-90/250/1200-DG-U-BL","НС-1493543","RT-A-90/250/1200-DG-U-BL",3,5,8,12,17,20,22,90,250,1200,"DG","U","BL",{"$f":"IF((IFERROR(IF(VLOOKUP(AK784,X:Y,2,0)=TRUE,1,0),0)+IFERROR(IF(VLOOKUP(AL784,X:Y,2,0)=TRUE,1,0),0)+IFERROR(IF(VLOOKUP(AN784,X:Y,2,0)=TRUE,1,0),0)+IFERROR(IF(VLOOKUP(AO784,X:Y,2,0)=TRUE,1,0),0)+IFERROR(IF(VLOOKUP(AP784,X:Y,2,0)=TRUE,1,0),0)+IF(AND(AM784>=Калькулятор!$C$14,AM784<=Калькулятор!$E$14),1,0)+IF(OR(AND(AS784>=Калькулятор!$C$11,AS784<=IF(ISBLANK(Калькулятор!$E$11),100000,Калькулятор!$E$11)),Калькулятор!$C$11&Калькулятор!$E$11=\"\"),1,0))=7,1,0)","v":0},{"$f":"SUM(AQ$2:AQ784)","v":240},{"$f":"IF(Калькулятор!$F$8<>70,ROUND(INDEX($C$6:$V$17,MATCH(AM784,$B$6:$B$17,0),MATCH(AK784&AL784,$C$2:$V$2,0))*(Калькулятор!$F$8/70)^справочно!$Y$2,0),ROUND(INDEX($C$6:$V$17,MATCH(AM784,$B$6:$B$17,0),MATCH(AK784&AL784,$C$2:$V$2,0)),0))","v":485},"-",{"$f":"3.6*AV784/(4.19*(Калькулятор!$C$8-Калькулятор!$D$8))","v":41.679236276849636},{"$f":"IF(Калькулятор!$F$8<>70,INDEX($C$6:$V$17,MATCH(AM784,$B$6:$B$17,0),MATCH(AK784&AL784,$C$2:$V$2,0))*(Калькулятор!$F$8/70)^справочно!$Y$2,INDEX($C$6:$V$17,MATCH(AM784,$B$6:$B$17,0),MATCH(AK784&AL784,$C$2:$V$2,0)))","v":485.1}]
[null,null,null,null,null,null,null,null,null,null,null,null,null,null,null,null,null,null,null,null,null,null,null,null,null,null,"Конвектор внутрипольный Royal Thermo ATRIUM-90/250/1400-DG-U-BL","НС-1493544","RT-A-90/250/1400-DG-U-BL",3,5,8,12,17,20,22,90,250,1400,"DG","U","BL",{"$f":"IF((IFERROR(IF(VLOOKUP(AK785,X:Y,2,0)=TRUE,1,0),0)+IFERROR(IF(VLOOKUP(AL785,X:Y,2,0)=TRUE,1,0),0)+IFERROR(IF(VLOOKUP(AN785,X:Y,2,0)=TRUE,1,0),0)+IFERROR(IF(VLOOKUP(AO785,X:Y,2,0)=TRUE,1,0),0)+IFERROR(IF(VLOOKUP(AP785,X:Y,2,0)=TRUE,1,0),0)+IF(AND(AM785>=Калькулятор!$C$14,AM785<=Калькулятор!$E$14),1,0)+IF(OR(AND(AS785>=Калькулятор!$C$11,AS785<=IF(ISBLANK(Калькулятор!$E$11),100000,Калькулятор!$E$11)),Калькулятор!$C$11&Калькулятор!$E$11=\"\"),1,0))=7,1,0)","v":0},{"$f":"SUM(AQ$2:AQ785)","v":240},{"$f":"IF(Калькулятор!$F$8<>70,ROUND(INDEX($C$6:$V$17,MATCH(AM785,$B$6:$B$17,0),MATCH(AK785&AL785,$C$2:$V$2,0))*(Калькулятор!$F$8/70)^справочно!$Y$2,0),ROUND(INDEX($C$6:$V$17,MATCH(AM785,$B$6:$B$17,0),MATCH(AK785&AL785,$C$2:$V$2,0)),0))","v":580},"-",{"$f":"3.6*AV785/(4.19*(Калькулятор!$C$8-Калькулятор!$D$8))","v":49.807159904534601},{"$f":"IF(Калькулятор!$F$8<>70,INDEX($C$6:$V$17,MATCH(AM785,$B$6:$B$17,0),MATCH(AK785&AL785,$C$2:$V$2,0))*(Калькулятор!$F$8/70)^справочно!$Y$2,INDEX($C$6:$V$17,MATCH(AM785,$B$6:$B$17,0),MATCH(AK785&AL785,$C$2:$V$2,0)))","v":579.70000000000005}]
[null,null,null,null,null,null,null,null,null,null,null,null,null,null,null,null,null,null,null,null,null,null,null,null,null,null,"Конвектор внутрипольный Royal Thermo ATRIUM-90/250/1600-DG-U-BL","НС-1493545","RT-A-90/250/1600-DG-U-BL",3,5,8,12,17,20,22,90,250,1600,"DG","U","BL",{"$f":"IF((IFERROR(IF(VLOOKUP(AK786,X:Y,2,0)=TRUE,1,0),0)+IFERROR(IF(VLOOKUP(AL786,X:Y,2,0)=TRUE,1,0),0)+IFERROR(IF(VLOOKUP(AN786,X:Y,2,0)=TRUE,1,0),0)+IFERROR(IF(VLOOKUP(AO786,X:Y,2,0)=TRUE,1,0),0)+IFERROR(IF(VLOOKUP(AP786,X:Y,2,0)=TRUE,1,0),0)+IF(AND(AM786>=Калькулятор!$C$14,AM786<=Калькулятор!$E$14),1,0)+IF(OR(AND(AS786>=Калькулятор!$C$11,AS786<=IF(ISBLANK(Калькулятор!$E$11),100000,Калькулятор!$E$11)),Калькулятор!$C$11&Калькулятор!$E$11=\"\"),1,0))=7,1,0)","v":0},{"$f":"SUM(AQ$2:AQ786)","v":240},{"$f":"IF(Калькулятор!$F$8<>70,ROUND(INDEX($C$6:$V$17,MATCH(AM786,$B$6:$B$17,0),MATCH(AK786&AL786,$C$2:$V$2,0))*(Калькулятор!$F$8/70)^справочно!$Y$2,0),ROUND(INDEX($C$6:$V$17,MATCH(AM786,$B$6:$B$17,0),MATCH(AK786&AL786,$C$2:$V$2,0)),0))","v":680},"-",{"$f":"3.6*AV786/(4.19*(Калькулятор!$C$8-Калькулятор!$D$8))","v":58.407637231503578},{"$f":"IF(Калькулятор!$F$8<>70,INDEX($C$6:$V$17,MATCH(AM786,$B$6:$B$17,0),MATCH(AK786&AL786,$C$2:$V$2,0))*(Калькулятор!$F$8/70)^справочно!$Y$2,INDEX($C$6:$V$17,MATCH(AM786,$B$6:$B$17,0),MATCH(AK786&AL786,$C$2:$V$2,0)))","v":679.80000000000007}]
[null,null,null,null,null,null,null,null,null,null,null,null,null,null,null,null,null,null,null,null,null,null,null,null,null,null,"Конвектор внутрипольный Royal Thermo ATRIUM-90/250/1800-DG-U-BL","НС-1493546","RT-A-90/250/1800-DG-U-BL",3,5,8,12,17,20,22,90,250,1800,"DG","U","BL",{"$f":"IF((IFERROR(IF(VLOOKUP(AK787,X:Y,2,0)=TRUE,1,0),0)+IFERROR(IF(VLOOKUP(AL787,X:Y,2,0)=TRUE,1,0),0)+IFERROR(IF(VLOOKUP(AN787,X:Y,2,0)=TRUE,1,0),0)+IFERROR(IF(VLOOKUP(AO787,X:Y,2,0)=TRUE,1,0),0)+IFERROR(IF(VLOOKUP(AP787,X:Y,2,0)=TRUE,1,0),0)+IF(AND(AM787>=Калькулятор!$C$14,AM787<=Калькулятор!$E$14),1,0)+IF(OR(AND(AS787>=Калькулятор!$C$11,AS787<=IF(ISBLANK(Калькулятор!$E$11),100000,Калькулятор!$E$11)),Калькулятор!$C$11&Калькулятор!$E$11=\"\"),1,0))=7,1,0)","v":0},{"$f":"SUM(AQ$2:AQ787)","v":240},{"$f":"IF(Калькулятор!$F$8<>70,ROUND(INDEX($C$6:$V$17,MATCH(AM787,$B$6:$B$17,0),MATCH(AK787&AL787,$C$2:$V$2,0))*(Калькулятор!$F$8/70)^справочно!$Y$2,0),ROUND(INDEX($C$6:$V$17,MATCH(AM787,$B$6:$B$17,0),MATCH(AK787&AL787,$C$2:$V$2,0)),0))","v":778},"-",{"$f":"3.6*AV787/(4.19*(Калькулятор!$C$8-Калькулятор!$D$8))","v":66.819093078758954},{"$f":"IF(Калькулятор!$F$8<>70,INDEX($C$6:$V$17,MATCH(AM787,$B$6:$B$17,0),MATCH(AK787&AL787,$C$2:$V$2,0))*(Калькулятор!$F$8/70)^справочно!$Y$2,INDEX($C$6:$V$17,MATCH(AM787,$B$6:$B$17,0),MATCH(AK787&AL787,$C$2:$V$2,0)))","v":777.7}]
[null,null,null,null,null,null,null,null,null,null,null,null,null,null,null,null,null,null,null,null,null,null,null,null,null,null,"Конвектор внутрипольный Royal Thermo ATRIUM-90/250/2000-DG-U-BL","НС-1493547","RT-A-90/250/2000-DG-U-BL",3,5,8,12,17,20,22,90,250,2000,"DG","U","BL",{"$f":"IF((IFERROR(IF(VLOOKUP(AK788,X:Y,2,0)=TRUE,1,0),0)+IFERROR(IF(VLOOKUP(AL788,X:Y,2,0)=TRUE,1,0),0)+IFERROR(IF(VLOOKUP(AN788,X:Y,2,0)=TRUE,1,0),0)+IFERROR(IF(VLOOKUP(AO788,X:Y,2,0)=TRUE,1,0),0)+IFERROR(IF(VLOOKUP(AP788,X:Y,2,0)=TRUE,1,0),0)+IF(AND(AM788>=Калькулятор!$C$14,AM788<=Калькулятор!$E$14),1,0)+IF(OR(AND(AS788>=Калькулятор!$C$11,AS788<=IF(ISBLANK(Калькулятор!$E$11),100000,Калькулятор!$E$11)),Калькулятор!$C$11&Калькулятор!$E$11=\"\"),1,0))=7,1,0)","v":0},{"$f":"SUM(AQ$2:AQ788)","v":240},{"$f":"IF(Калькулятор!$F$8<>70,ROUND(INDEX($C$6:$V$17,MATCH(AM788,$B$6:$B$17,0),MATCH(AK788&AL788,$C$2:$V$2,0))*(Калькулятор!$F$8/70)^справочно!$Y$2,0),ROUND(INDEX($C$6:$V$17,MATCH(AM788,$B$6:$B$17,0),MATCH(AK788&AL788,$C$2:$V$2,0)),0))","v":875},"-",{"$f":"3.6*AV788/(4.19*(Калькулятор!$C$8-Калькулятор!$D$8))","v":75.136038186157521},{"$f":"IF(Калькулятор!$F$8<>70,INDEX($C$6:$V$17,MATCH(AM788,$B$6:$B$17,0),MATCH(AK788&AL788,$C$2:$V$2,0))*(Калькулятор!$F$8/70)^справочно!$Y$2,INDEX($C$6:$V$17,MATCH(AM788,$B$6:$B$17,0),MATCH(AK788&AL788,$C$2:$V$2,0)))","v":874.50000000000011}]
[null,null,null,null,null,null,null,null,null,null,null,null,null,null,null,null,null,null,null,null,null,null,null,null,null,null,"Конвектор внутрипольный Royal Thermo ATRIUM-90/250/2200-DG-U-BL","НС-1493548","RT-A-90/250/2200-DG-U-BL",3,5,8,12,17,20,22,90,250,2200,"DG","U","BL",{"$f":"IF((IFERROR(IF(VLOOKUP(AK789,X:Y,2,0)=TRUE,1,0),0)+IFERROR(IF(VLOOKUP(AL789,X:Y,2,0)=TRUE,1,0),0)+IFERROR(IF(VLOOKUP(AN789,X:Y,2,0)=TRUE,1,0),0)+IFERROR(IF(VLOOKUP(AO789,X:Y,2,0)=TRUE,1,0),0)+IFERROR(IF(VLOOKUP(AP789,X:Y,2,0)=TRUE,1,0),0)+IF(AND(AM789>=Калькулятор!$C$14,AM789<=Калькулятор!$E$14),1,0)+IF(OR(AND(AS789>=Калькулятор!$C$11,AS789<=IF(ISBLANK(Калькулятор!$E$11),100000,Калькулятор!$E$11)),Калькулятор!$C$11&Калькулятор!$E$11=\"\"),1,0))=7,1,0)","v":0},{"$f":"SUM(AQ$2:AQ789)","v":240},{"$f":"IF(Калькулятор!$F$8<>70,ROUND(INDEX($C$6:$V$17,MATCH(AM789,$B$6:$B$17,0),MATCH(AK789&AL789,$C$2:$V$2,0))*(Калькулятор!$F$8/70)^справочно!$Y$2,0),ROUND(INDEX($C$6:$V$17,MATCH(AM789,$B$6:$B$17,0),MATCH(AK789&AL789,$C$2:$V$2,0)),0))","v":971},"-",{"$f":"3.6*AV789/(4.19*(Калькулятор!$C$8-Калькулятор!$D$8))","v":83.452983293556088},{"$f":"IF(Калькулятор!$F$8<>70,INDEX($C$6:$V$17,MATCH(AM789,$B$6:$B$17,0),MATCH(AK789&AL789,$C$2:$V$2,0))*(Калькулятор!$F$8/70)^справочно!$Y$2,INDEX($C$6:$V$17,MATCH(AM789,$B$6:$B$17,0),MATCH(AK789&AL789,$C$2:$V$2,0)))","v":971.30000000000007}]
[null,null,null,null,null,null,null,null,null,null,null,null,null,null,null,null,null,null,null,null,null,null,null,null,null,null,"Конвектор внутрипольный Royal Thermo ATRIUM-90/250/2400-DG-U-BL","НС-1493549","RT-A-90/250/2400-DG-U-BL",3,5,8,12,17,20,22,90,250,2400,"DG","U","BL",{"$f":"IF((IFERROR(IF(VLOOKUP(AK790,X:Y,2,0)=TRUE,1,0),0)+IFERROR(IF(VLOOKUP(AL790,X:Y,2,0)=TRUE,1,0),0)+IFERROR(IF(VLOOKUP(AN790,X:Y,2,0)=TRUE,1,0),0)+IFERROR(IF(VLOOKUP(AO790,X:Y,2,0)=TRUE,1,0),0)+IFERROR(IF(VLOOKUP(AP790,X:Y,2,0)=TRUE,1,0),0)+IF(AND(AM790>=Калькулятор!$C$14,AM790<=Калькулятор!$E$14),1,0)+IF(OR(AND(AS790>=Калькулятор!$C$11,AS790<=IF(ISBLANK(Калькулятор!$E$11),100000,Калькулятор!$E$11)),Калькулятор!$C$11&Калькулятор!$E$11=\"\"),1,0))=7,1,0)","v":0},{"$f":"SUM(AQ$2:AQ790)","v":240},{"$f":"IF(Калькулятор!$F$8<>70,ROUND(INDEX($C$6:$V$17,MATCH(AM790,$B$6:$B$17,0),MATCH(AK790&AL790,$C$2:$V$2,0))*(Калькулятор!$F$8/70)^справочно!$Y$2,0),ROUND(INDEX($C$6:$V$17,MATCH(AM790,$B$6:$B$17,0),MATCH(AK790&AL790,$C$2:$V$2,0)),0))","v":1091},"-",{"$f":"3.6*AV790/(4.19*(Калькулятор!$C$8-Калькулятор!$D$8))","v":93.754653937947481},{"$f":"IF(Калькулятор!$F$8<>70,INDEX($C$6:$V$17,MATCH(AM790,$B$6:$B$17,0),MATCH(AK790&AL790,$C$2:$V$2,0))*(Калькулятор!$F$8/70)^справочно!$Y$2,INDEX($C$6:$V$17,MATCH(AM790,$B$6:$B$17,0),MATCH(AK790&AL790,$C$2:$V$2,0)))","v":1091.2}]
[null,null,null,null,null,null,null,null,null,null,null,null,null,null,null,null,null,null,null,null,null,null,null,null,null,null,"Конвектор внутрипольный Royal Thermo ATRIUM-90/250/2600-DG-U-BL","НС-1493550","RT-A-90/250/2600-DG-U-BL",3,5,8,12,17,20,22,90,250,2600,"DG","U","BL",{"$f":"IF((IFERROR(IF(VLOOKUP(AK791,X:Y,2,0)=TRUE,1,0),0)+IFERROR(IF(VLOOKUP(AL791,X:Y,2,0)=TRUE,1,0),0)+IFERROR(IF(VLOOKUP(AN791,X:Y,2,0)=TRUE,1,0),0)+IFERROR(IF(VLOOKUP(AO791,X:Y,2,0)=TRUE,1,0),0)+IFERROR(IF(VLOOKUP(AP791,X:Y,2,0)=TRUE,1,0),0)+IF(AND(AM791>=Калькулятор!$C$14,AM791<=Калькулятор!$E$14),1,0)+IF(OR(AND(AS791>=Калькулятор!$C$11,AS791<=IF(ISBLANK(Калькулятор!$E$11),100000,Калькулятор!$E$11)),Калькулятор!$C$11&Калькулятор!$E$11=\"\"),1,0))=7,1,0)","v":0},{"$f":"SUM(AQ$2:AQ791)","v":240},{"$f":"IF(Калькулятор!$F$8<>70,ROUND(INDEX($C$6:$V$17,MATCH(AM791,$B$6:$B$17,0),MATCH(AK791&AL791,$C$2:$V$2,0))*(Калькулятор!$F$8/70)^справочно!$Y$2,0),ROUND(INDEX($C$6:$V$17,MATCH(AM791,$B$6:$B$17,0),MATCH(AK791&AL791,$C$2:$V$2,0)),0))","v":1205},"ЗО",{"$f":"3.6*AV791/(4.19*(Калькулятор!$C$8-Калькулятор!$D$8))","v":103.48926014319807},{"$f":"IF(Калькулятор!$F$8<>70,INDEX($C$6:$V$17,MATCH(AM791,$B$6:$B$17,0),MATCH(AK791&AL791,$C$2:$V$2,0))*(Калькулятор!$F$8/70)^справочно!$Y$2,INDEX($C$6:$V$17,MATCH(AM791,$B$6:$B$17,0),MATCH(AK791&AL791,$C$2:$V$2,0)))","v":1204.5}]
[null,null,null,null,null,null,null,null,null,null,null,null,null,null,null,null,null,null,null,null,null,null,null,null,null,null,"Конвектор внутрипольный Royal Thermo ATRIUM-90/250/2800-DG-U-BL","НС-1493551","RT-A-90/250/2800-DG-U-BL",3,5,8,12,17,20,22,90,250,2800,"DG","U","BL",{"$f":"IF((IFERROR(IF(VLOOKUP(AK792,X:Y,2,0)=TRUE,1,0),0)+IFERROR(IF(VLOOKUP(AL792,X:Y,2,0)=TRUE,1,0),0)+IFERROR(IF(VLOOKUP(AN792,X:Y,2,0)=TRUE,1,0),0)+IFERROR(IF(VLOOKUP(AO792,X:Y,2,0)=TRUE,1,0),0)+IFERROR(IF(VLOOKUP(AP792,X:Y,2,0)=TRUE,1,0),0)+IF(AND(AM792>=Калькулятор!$C$14,AM792<=Калькулятор!$E$14),1,0)+IF(OR(AND(AS792>=Калькулятор!$C$11,AS792<=IF(ISBLANK(Калькулятор!$E$11),100000,Калькулятор!$E$11)),Калькулятор!$C$11&Калькулятор!$E$11=\"\"),1,0))=7,1,0)","v":0},{"$f":"SUM(AQ$2:AQ792)","v":240},{"$f":"IF(Калькулятор!$F$8<>70,ROUND(INDEX($C$6:$V$17,MATCH(AM792,$B$6:$B$17,0),MATCH(AK792&AL792,$C$2:$V$2,0))*(Калькулятор!$F$8/70)^справочно!$Y$2,0),ROUND(INDEX($C$6:$V$17,MATCH(AM792,$B$6:$B$17,0),MATCH(AK792&AL792,$C$2:$V$2,0)),0))","v":1286},"ЗО",{"$f":"3.6*AV792/(4.19*(Калькулятор!$C$8-Калькулятор!$D$8))","v":110.48305489260143},{"$f":"IF(Калькулятор!$F$8<>70,INDEX($C$6:$V$17,MATCH(AM792,$B$6:$B$17,0),MATCH(AK792&AL792,$C$2:$V$2,0))*(Калькулятор!$F$8/70)^справочно!$Y$2,INDEX($C$6:$V$17,MATCH(AM792,$B$6:$B$17,0),MATCH(AK792&AL792,$C$2:$V$2,0)))","v":1285.9000000000001}]
[null,null,null,null,null,null,null,null,null,null,null,null,null,null,null,null,null,null,null,null,null,null,null,null,null,null,"Конвектор внутрипольный Royal Thermo ATRIUM-90/250/3000-DG-U-BL","НС-1493552","RT-A-90/250/3000-DG-U-BL",3,5,8,12,17,20,22,90,250,3000,"DG","U","BL",{"$f":"IF((IFERROR(IF(VLOOKUP(AK793,X:Y,2,0)=TRUE,1,0),0)+IFERROR(IF(VLOOKUP(AL793,X:Y,2,0)=TRUE,1,0),0)+IFERROR(IF(VLOOKUP(AN793,X:Y,2,0)=TRUE,1,0),0)+IFERROR(IF(VLOOKUP(AO793,X:Y,2,0)=TRUE,1,0),0)+IFERROR(IF(VLOOKUP(AP793,X:Y,2,0)=TRUE,1,0),0)+IF(AND(AM793>=Калькулятор!$C$14,AM793<=Калькулятор!$E$14),1,0)+IF(OR(AND(AS793>=Калькулятор!$C$11,AS793<=IF(ISBLANK(Калькулятор!$E$11),100000,Калькулятор!$E$11)),Калькулятор!$C$11&Калькулятор!$E$11=\"\"),1,0))=7,1,0)","v":0},{"$f":"SUM(AQ$2:AQ793)","v":240},{"$f":"IF(Калькулятор!$F$8<>70,ROUND(INDEX($C$6:$V$17,MATCH(AM793,$B$6:$B$17,0),MATCH(AK793&AL793,$C$2:$V$2,0))*(Калькулятор!$F$8/70)^справочно!$Y$2,0),ROUND(INDEX($C$6:$V$17,MATCH(AM793,$B$6:$B$17,0),MATCH(AK793&AL793,$C$2:$V$2,0)),0))","v":1383},"ЗО",{"$f":"3.6*AV793/(4.19*(Калькулятор!$C$8-Калькулятор!$D$8))","v":118.79999999999998},{"$f":"IF(Калькулятор!$F$8<>70,INDEX($C$6:$V$17,MATCH(AM793,$B$6:$B$17,0),MATCH(AK793&AL793,$C$2:$V$2,0))*(Калькулятор!$F$8/70)^справочно!$Y$2,INDEX($C$6:$V$17,MATCH(AM793,$B$6:$B$17,0),MATCH(AK793&AL793,$C$2:$V$2,0)))","v":1382.7}]
[null,null,null,null,null,null,null,null,null,null,null,null,null,null,null,null,null,null,null,null,null,null,null,null,null,null,"Конвектор внутрипольный Royal Thermo ATRIUM-90/300/800-DG-U-BL","НС-1493566","RT-A-90/300/800-DG-U-BL",3,5,8,12,16,19,21,90,300,800,"DG","U","BL",{"$f":"IF((IFERROR(IF(VLOOKUP(AK794,X:Y,2,0)=TRUE,1,0),0)+IFERROR(IF(VLOOKUP(AL794,X:Y,2,0)=TRUE,1,0),0)+IFERROR(IF(VLOOKUP(AN794,X:Y,2,0)=TRUE,1,0),0)+IFERROR(IF(VLOOKUP(AO794,X:Y,2,0)=TRUE,1,0),0)+IFERROR(IF(VLOOKUP(AP794,X:Y,2,0)=TRUE,1,0),0)+IF(AND(AM794>=Калькулятор!$C$14,AM794<=Калькулятор!$E$14),1,0)+IF(OR(AND(AS794>=Калькулятор!$C$11,AS794<=IF(ISBLANK(Калькулятор!$E$11),100000,Калькулятор!$E$11)),Калькулятор!$C$11&Калькулятор!$E$11=\"\"),1,0))=7,1,0)","v":0},{"$f":"SUM(AQ$2:AQ794)","v":240},{"$f":"IF(Калькулятор!$F$8<>70,ROUND(INDEX($C$6:$V$17,MATCH(AM794,$B$6:$B$17,0),MATCH(AK794&AL794,$C$2:$V$2,0))*(Калькулятор!$F$8/70)^справочно!$Y$2,0),ROUND(INDEX($C$6:$V$17,MATCH(AM794,$B$6:$B$17,0),MATCH(AK794&AL794,$C$2:$V$2,0)),0))","v":384},"ЗО",{"$f":"3.6*AV794/(4.19*(Калькулятор!$C$8-Калькулятор!$D$8))","v":32.984248210023864},{"$f":"IF(Калькулятор!$F$8<>70,INDEX($C$6:$V$17,MATCH(AM794,$B$6:$B$17,0),MATCH(AK794&AL794,$C$2:$V$2,0))*(Калькулятор!$F$8/70)^справочно!$Y$2,INDEX($C$6:$V$17,MATCH(AM794,$B$6:$B$17,0),MATCH(AK794&AL794,$C$2:$V$2,0)))","v":383.90000000000003}]
[null,null,null,null,null,null,null,null,null,null,null,null,null,null,null,null,null,null,null,null,null,null,null,null,null,null,"Конвектор внутрипольный Royal Thermo ATRIUM-90/300/1000-DG-U-BL","НС-1493555","RT-A-90/300/1000-DG-U-BL",3,5,8,12,17,20,22,90,300,1000,"DG","U","BL",{"$f":"IF((IFERROR(IF(VLOOKUP(AK795,X:Y,2,0)=TRUE,1,0),0)+IFERROR(IF(VLOOKUP(AL795,X:Y,2,0)=TRUE,1,0),0)+IFERROR(IF(VLOOKUP(AN795,X:Y,2,0)=TRUE,1,0),0)+IFERROR(IF(VLOOKUP(AO795,X:Y,2,0)=TRUE,1,0),0)+IFERROR(IF(VLOOKUP(AP795,X:Y,2,0)=TRUE,1,0),0)+IF(AND(AM795>=Калькулятор!$C$14,AM795<=Калькулятор!$E$14),1,0)+IF(OR(AND(AS795>=Калькулятор!$C$11,AS795<=IF(ISBLANK(Калькулятор!$E$11),100000,Калькулятор!$E$11)),Калькулятор!$C$11&Калькулятор!$E$11=\"\"),1,0))=7,1,0)","v":0},{"$f":"SUM(AQ$2:AQ795)","v":240},{"$f":"IF(Калькулятор!$F$8<>70,ROUND(INDEX($C$6:$V$17,MATCH(AM795,$B$6:$B$17,0),MATCH(AK795&AL795,$C$2:$V$2,0))*(Калькулятор!$F$8/70)^справочно!$Y$2,0),ROUND(INDEX($C$6:$V$17,MATCH(AM795,$B$6:$B$17,0),MATCH(AK795&AL795,$C$2:$V$2,0)),0))","v":494},"ЗО",{"$f":"3.6*AV795/(4.19*(Калькулятор!$C$8-Калькулятор!$D$8))","v":42.435322195704053},{"$f":"IF(Калькулятор!$F$8<>70,INDEX($C$6:$V$17,MATCH(AM795,$B$6:$B$17,0),MATCH(AK795&AL795,$C$2:$V$2,0))*(Калькулятор!$F$8/70)^справочно!$Y$2,INDEX($C$6:$V$17,MATCH(AM795,$B$6:$B$17,0),MATCH(AK795&AL795,$C$2:$V$2,0)))","v":493.90000000000003}]
[null,null,null,null,null,null,null,null,null,null,null,null,null,null,null,null,null,null,null,null,null,null,null,null,null,null,"Конвектор внутрипольный Royal Thermo ATRIUM-90/300/1200-DG-U-BL","НС-1493556","RT-A-90/300/1200-DG-U-BL",3,5,8,12,17,20,22,90,300,1200,"DG","U","BL",{"$f":"IF((IFERROR(IF(VLOOKUP(AK796,X:Y,2,0)=TRUE,1,0),0)+IFERROR(IF(VLOOKUP(AL796,X:Y,2,0)=TRUE,1,0),0)+IFERROR(IF(VLOOKUP(AN796,X:Y,2,0)=TRUE,1,0),0)+IFERROR(IF(VLOOKUP(AO796,X:Y,2,0)=TRUE,1,0),0)+IFERROR(IF(VLOOKUP(AP796,X:Y,2,0)=TRUE,1,0),0)+IF(AND(AM796>=Калькулятор!$C$14,AM796<=Калькулятор!$E$14),1,0)+IF(OR(AND(AS796>=Калькулятор!$C$11,AS796<=IF(ISBLANK(Калькулятор!$E$11),100000,Калькулятор!$E$11)),Калькулятор!$C$11&Калькулятор!$E$11=\"\"),1,0))=7,1,0)","v":0},{"$f":"SUM(AQ$2:AQ796)","v":240},{"$f":"IF(Калькулятор!$F$8<>70,ROUND(INDEX($C$6:$V$17,MATCH(AM796,$B$6:$B$17,0),MATCH(AK796&AL796,$C$2:$V$2,0))*(Калькулятор!$F$8/70)^справочно!$Y$2,0),ROUND(INDEX($C$6:$V$17,MATCH(AM796,$B$6:$B$17,0),MATCH(AK796&AL796,$C$2:$V$2,0)),0))","v":605},"ЗО",{"$f":"3.6*AV796/(4.19*(Калькулятор!$C$8-Калькулятор!$D$8))","v":51.980906921241044},{"$f":"IF(Калькулятор!$F$8<>70,INDEX($C$6:$V$17,MATCH(AM796,$B$6:$B$17,0),MATCH(AK796&AL796,$C$2:$V$2,0))*(Калькулятор!$F$8/70)^справочно!$Y$2,INDEX($C$6:$V$17,MATCH(AM796,$B$6:$B$17,0),MATCH(AK796&AL796,$C$2:$V$2,0)))","v":605}]
[null,null,null,null,null,null,null,null,null,null,null,null,null,null,null,null,null,null,null,null,null,null,null,null,null,null,"Конвектор внутрипольный Royal Thermo ATRIUM-90/300/1400-DG-U-BL","НС-1493557","RT-A-90/300/1400-DG-U-BL",3,5,8,12,17,20,22,90,300,1400,"DG","U","BL",{"$f":"IF((IFERROR(IF(VLOOKUP(AK797,X:Y,2,0)=TRUE,1,0),0)+IFERROR(IF(VLOOKUP(AL797,X:Y,2,0)=TRUE,1,0),0)+IFERROR(IF(VLOOKUP(AN797,X:Y,2,0)=TRUE,1,0),0)+IFERROR(IF(VLOOKUP(AO797,X:Y,2,0)=TRUE,1,0),0)+IFERROR(IF(VLOOKUP(AP797,X:Y,2,0)=TRUE,1,0),0)+IF(AND(AM797>=Калькулятор!$C$14,AM797<=Калькулятор!$E$14),1,0)+IF(OR(AND(AS797>=Калькулятор!$C$11,AS797<=IF(ISBLANK(Калькулятор!$E$11),100000,Калькулятор!$E$11)),Калькулятор!$C$11&Калькулятор!$E$11=\"\"),1,0))=7,1,0)","v":0},{"$f":"SUM(AQ$2:AQ797)","v":240},{"$f":"IF(Калькулятор!$F$8<>70,ROUND(INDEX($C$6:$V$17,MATCH(AM797,$B$6:$B$17,0),MATCH(AK797&AL797,$C$2:$V$2,0))*(Калькулятор!$F$8/70)^справочно!$Y$2,0),ROUND(INDEX($C$6:$V$17,MATCH(AM797,$B$6:$B$17,0),MATCH(AK797&AL797,$C$2:$V$2,0)),0))","v":718},"ЗО",{"$f":"3.6*AV797/(4.19*(Калькулятор!$C$8-Калькулятор!$D$8))","v":61.715513126491643},{"$f":"IF(Калькулятор!$F$8<>70,INDEX($C$6:$V$17,MATCH(AM797,$B$6:$B$17,0),MATCH(AK797&AL797,$C$2:$V$2,0))*(Калькулятор!$F$8/70)^справочно!$Y$2,INDEX($C$6:$V$17,MATCH(AM797,$B$6:$B$17,0),MATCH(AK797&AL797,$C$2:$V$2,0)))","v":718.30000000000007}]
[null,null,null,null,null,null,null,null,null,null,null,null,null,null,null,null,null,null,null,null,null,null,null,null,null,null,"Конвектор внутрипольный Royal Thermo ATRIUM-90/300/1600-DG-U-BL","НС-1493558","RT-A-90/300/1600-DG-U-BL",3,5,8,12,17,20,22,90,300,1600,"DG","U","BL",{"$f":"IF((IFERROR(IF(VLOOKUP(AK798,X:Y,2,0)=TRUE,1,0),0)+IFERROR(IF(VLOOKUP(AL798,X:Y,2,0)=TRUE,1,0),0)+IFERROR(IF(VLOOKUP(AN798,X:Y,2,0)=TRUE,1,0),0)+IFERROR(IF(VLOOKUP(AO798,X:Y,2,0)=TRUE,1,0),0)+IFERROR(IF(VLOOKUP(AP798,X:Y,2,0)=TRUE,1,0),0)+IF(AND(AM798>=Калькулятор!$C$14,AM798<=Калькулятор!$E$14),1,0)+IF(OR(AND(AS798>=Калькулятор!$C$11,AS798<=IF(ISBLANK(Калькулятор!$E$11),100000,Калькулятор!$E$11)),Калькулятор!$C$11&Калькулятор!$E$11=\"\"),1,0))=7,1,0)","v":0},{"$f":"SUM(AQ$2:AQ798)","v":240},{"$f":"IF(Калькулятор!$F$8<>70,ROUND(INDEX($C$6:$V$17,MATCH(AM798,$B$6:$B$17,0),MATCH(AK798&AL798,$C$2:$V$2,0))*(Калькулятор!$F$8/70)^справочно!$Y$2,0),ROUND(INDEX($C$6:$V$17,MATCH(AM798,$B$6:$B$17,0),MATCH(AK798&AL798,$C$2:$V$2,0)),0))","v":826},"ЗО",{"$f":"3.6*AV798/(4.19*(Калькулятор!$C$8-Калькулятор!$D$8))","v":70.977565632458223},{"$f":"IF(Калькулятор!$F$8<>70,INDEX($C$6:$V$17,MATCH(AM798,$B$6:$B$17,0),MATCH(AK798&AL798,$C$2:$V$2,0))*(Калькулятор!$F$8/70)^справочно!$Y$2,INDEX($C$6:$V$17,MATCH(AM798,$B$6:$B$17,0),MATCH(AK798&AL798,$C$2:$V$2,0)))","v":826.1}]
[null,null,null,null,null,null,null,null,null,null,null,null,null,null,null,null,null,null,null,null,null,null,null,null,null,null,"Конвектор внутрипольный Royal Thermo ATRIUM-90/300/1800-DG-U-BL","НС-1493559","RT-A-90/300/1800-DG-U-BL",3,5,8,12,17,20,22,90,300,1800,"DG","U","BL",{"$f":"IF((IFERROR(IF(VLOOKUP(AK799,X:Y,2,0)=TRUE,1,0),0)+IFERROR(IF(VLOOKUP(AL799,X:Y,2,0)=TRUE,1,0),0)+IFERROR(IF(VLOOKUP(AN799,X:Y,2,0)=TRUE,1,0),0)+IFERROR(IF(VLOOKUP(AO799,X:Y,2,0)=TRUE,1,0),0)+IFERROR(IF(VLOOKUP(AP799,X:Y,2,0)=TRUE,1,0),0)+IF(AND(AM799>=Калькулятор!$C$14,AM799<=Калькулятор!$E$14),1,0)+IF(OR(AND(AS799>=Калькулятор!$C$11,AS799<=IF(ISBLANK(Калькулятор!$E$11),100000,Калькулятор!$E$11)),Калькулятор!$C$11&Калькулятор!$E$11=\"\"),1,0))=7,1,0)","v":0},{"$f":"SUM(AQ$2:AQ799)","v":240},{"$f":"IF(Калькулятор!$F$8<>70,ROUND(INDEX($C$6:$V$17,MATCH(AM799,$B$6:$B$17,0),MATCH(AK799&AL799,$C$2:$V$2,0))*(Калькулятор!$F$8/70)^справочно!$Y$2,0),ROUND(INDEX($C$6:$V$17,MATCH(AM799,$B$6:$B$17,0),MATCH(AK799&AL799,$C$2:$V$2,0)),0))","v":936},"ЗО",{"$f":"3.6*AV799/(4.19*(Калькулятор!$C$8-Калькулятор!$D$8))","v":80.428639618138419},{"$f":"IF(Калькулятор!$F$8<>70,INDEX($C$6:$V$17,MATCH(AM799,$B$6:$B$17,0),MATCH(AK799&AL799,$C$2:$V$2,0))*(Калькулятор!$F$8/70)^справочно!$Y$2,INDEX($C$6:$V$17,MATCH(AM799,$B$6:$B$17,0),MATCH(AK799&AL799,$C$2:$V$2,0)))","v":936.1}]
[null,null,null,null,null,null,null,null,null,null,null,null,null,null,null,null,null,null,null,null,null,null,null,null,null,null,"Конвектор внутрипольный Royal Thermo ATRIUM-90/300/2000-DG-U-BL","НС-1493560","RT-A-90/300/2000-DG-U-BL",3,5,8,12,17,20,22,90,300,2000,"DG","U","BL",{"$f":"IF((IFERROR(IF(VLOOKUP(AK800,X:Y,2,0)=TRUE,1,0),0)+IFERROR(IF(VLOOKUP(AL800,X:Y,2,0)=TRUE,1,0),0)+IFERROR(IF(VLOOKUP(AN800,X:Y,2,0)=TRUE,1,0),0)+IFERROR(IF(VLOOKUP(AO800,X:Y,2,0)=TRUE,1,0),0)+IFERROR(IF(VLOOKUP(AP800,X:Y,2,0)=TRUE,1,0),0)+IF(AND(AM800>=Калькулятор!$C$14,AM800<=Калькулятор!$E$14),1,0)+IF(OR(AND(AS800>=Калькулятор!$C$11,AS800<=IF(ISBLANK(Калькулятор!$E$11),100000,Калькулятор!$E$11)),Калькулятор!$C$11&Калькулятор!$E$11=\"\"),1,0))=7,1,0)","v":0},{"$f":"SUM(AQ$2:AQ800)","v":240},{"$f":"IF(Калькулятор!$F$8<>70,ROUND(INDEX($C$6:$V$17,MATCH(AM800,$B$6:$B$17,0),MATCH(AK800&AL800,$C$2:$V$2,0))*(Калькулятор!$F$8/70)^справочно!$Y$2,0),ROUND(INDEX($C$6:$V$17,MATCH(AM800,$B$6:$B$17,0),MATCH(AK800&AL800,$C$2:$V$2,0)),0))","v":1047},"ЗО",{"$f":"3.6*AV800/(4.19*(Калькулятор!$C$8-Калькулятор!$D$8))","v":89.974224343675402},{"$f":"IF(Калькулятор!$F$8<>70,INDEX($C$6:$V$17,MATCH(AM800,$B$6:$B$17,0),MATCH(AK800&AL800,$C$2:$V$2,0))*(Калькулятор!$F$8/70)^справочно!$Y$2,INDEX($C$6:$V$17,MATCH(AM800,$B$6:$B$17,0),MATCH(AK800&AL800,$C$2:$V$2,0)))","v":1047.2}]
[null,null,null,null,null,null,null,null,null,null,null,null,null,null,null,null,null,null,null,null,null,null,null,null,null,null,"Конвектор внутрипольный Royal Thermo ATRIUM-90/300/2200-DG-U-BL","НС-1493561","RT-A-90/300/2200-DG-U-BL",3,5,8,12,17,20,22,90,300,2200,"DG","U","BL",{"$f":"IF((IFERROR(IF(VLOOKUP(AK801,X:Y,2,0)=TRUE,1,0),0)+IFERROR(IF(VLOOKUP(AL801,X:Y,2,0)=TRUE,1,0),0)+IFERROR(IF(VLOOKUP(AN801,X:Y,2,0)=TRUE,1,0),0)+IFERROR(IF(VLOOKUP(AO801,X:Y,2,0)=TRUE,1,0),0)+IFERROR(IF(VLOOKUP(AP801,X:Y,2,0)=TRUE,1,0),0)+IF(AND(AM801>=Калькулятор!$C$14,AM801<=Калькулятор!$E$14),1,0)+IF(OR(AND(AS801>=Калькулятор!$C$11,AS801<=IF(ISBLANK(Калькулятор!$E$11),100000,Калькулятор!$E$11)),Калькулятор!$C$11&Калькулятор!$E$11=\"\"),1,0))=7,1,0)","v":0},{"$f":"SUM(AQ$2:AQ801)","v":240},{"$f":"IF(Калькулятор!$F$8<>70,ROUND(INDEX($C$6:$V$17,MATCH(AM801,$B$6:$B$17,0),MATCH(AK801&AL801,$C$2:$V$2,0))*(Калькулятор!$F$8/70)^справочно!$Y$2,0),ROUND(INDEX($C$6:$V$17,MATCH(AM801,$B$6:$B$17,0),MATCH(AK801&AL801,$C$2:$V$2,0)),0))","v":1157},"ЗО",{"$f":"3.6*AV801/(4.19*(Калькулятор!$C$8-Калькулятор!$D$8))","v":99.425298329355599},{"$f":"IF(Калькулятор!$F$8<>70,INDEX($C$6:$V$17,MATCH(AM801,$B$6:$B$17,0),MATCH(AK801&AL801,$C$2:$V$2,0))*(Калькулятор!$F$8/70)^справочно!$Y$2,INDEX($C$6:$V$17,MATCH(AM801,$B$6:$B$17,0),MATCH(AK801&AL801,$C$2:$V$2,0)))","v":1157.2}]
[null,null,null,null,null,null,null,null,null,null,null,null,null,null,null,null,null,null,null,null,null,null,null,null,null,null,"Конвектор внутрипольный Royal Thermo ATRIUM-90/300/2400-DG-U-BL","НС-1493562","RT-A-90/300/2400-DG-U-BL",3,5,8,12,17,20,22,90,300,2400,"DG","U","BL",{"$f":"IF((IFERROR(IF(VLOOKUP(AK802,X:Y,2,0)=TRUE,1,0),0)+IFERROR(IF(VLOOKUP(AL802,X:Y,2,0)=TRUE,1,0),0)+IFERROR(IF(VLOOKUP(AN802,X:Y,2,0)=TRUE,1,0),0)+IFERROR(IF(VLOOKUP(AO802,X:Y,2,0)=TRUE,1,0),0)+IFERROR(IF(VLOOKUP(AP802,X:Y,2,0)=TRUE,1,0),0)+IF(AND(AM802>=Калькулятор!$C$14,AM802<=Калькулятор!$E$14),1,0)+IF(OR(AND(AS802>=Калькулятор!$C$11,AS802<=IF(ISBLANK(Калькулятор!$E$11),100000,Калькулятор!$E$11)),Калькулятор!$C$11&Калькулятор!$E$11=\"\"),1,0))=7,1,0)","v":0},{"$f":"SUM(AQ$2:AQ802)","v":240},{"$f":"IF(Калькулятор!$F$8<>70,ROUND(INDEX($C$6:$V$17,MATCH(AM802,$B$6:$B$17,0),MATCH(AK802&AL802,$C$2:$V$2,0))*(Калькулятор!$F$8/70)^справочно!$Y$2,0),ROUND(INDEX($C$6:$V$17,MATCH(AM802,$B$6:$B$17,0),MATCH(AK802&AL802,$C$2:$V$2,0)),0))","v":1268},"ЗО",{"$f":"3.6*AV802/(4.19*(Калькулятор!$C$8-Калькулятор!$D$8))","v":108.97088305489261},{"$f":"IF(Калькулятор!$F$8<>70,INDEX($C$6:$V$17,MATCH(AM802,$B$6:$B$17,0),MATCH(AK802&AL802,$C$2:$V$2,0))*(Калькулятор!$F$8/70)^справочно!$Y$2,INDEX($C$6:$V$17,MATCH(AM802,$B$6:$B$17,0),MATCH(AK802&AL802,$C$2:$V$2,0)))","v":1268.3000000000002}]
[null,null,null,null,null,null,null,null,null,null,null,null,null,null,null,null,null,null,null,null,null,null,null,null,null,null,"Конвектор внутрипольный Royal Thermo ATRIUM-90/300/2600-DG-U-BL","НС-1493563","RT-A-90/300/2600-DG-U-BL",3,5,8,12,17,20,22,90,300,2600,"DG","U","BL",{"$f":"IF((IFERROR(IF(VLOOKUP(AK803,X:Y,2,0)=TRUE,1,0),0)+IFERROR(IF(VLOOKUP(AL803,X:Y,2,0)=TRUE,1,0),0)+IFERROR(IF(VLOOKUP(AN803,X:Y,2,0)=TRUE,1,0),0)+IFERROR(IF(VLOOKUP(AO803,X:Y,2,0)=TRUE,1,0),0)+IFERROR(IF(VLOOKUP(AP803,X:Y,2,0)=TRUE,1,0),0)+IF(AND(AM803>=Калькулятор!$C$14,AM803<=Калькулятор!$E$14),1,0)+IF(OR(AND(AS803>=Калькулятор!$C$11,AS803<=IF(ISBLANK(Калькулятор!$E$11),100000,Калькулятор!$E$11)),Калькулятор!$C$11&Калькулятор!$E$11=\"\"),1,0))=7,1,0)","v":0},{"$f":"SUM(AQ$2:AQ803)","v":240},{"$f":"IF(Калькулятор!$F$8<>70,ROUND(INDEX($C$6:$V$17,MATCH(AM803,$B$6:$B$17,0),MATCH(AK803&AL803,$C$2:$V$2,0))*(Калькулятор!$F$8/70)^справочно!$Y$2,0),ROUND(INDEX($C$6:$V$17,MATCH(AM803,$B$6:$B$17,0),MATCH(AK803&AL803,$C$2:$V$2,0)),0))","v":1378},"ЗО",{"$f":"3.6*AV803/(4.19*(Калькулятор!$C$8-Калькулятор!$D$8))","v":118.42195704057281},{"$f":"IF(Калькулятор!$F$8<>70,INDEX($C$6:$V$17,MATCH(AM803,$B$6:$B$17,0),MATCH(AK803&AL803,$C$2:$V$2,0))*(Калькулятор!$F$8/70)^справочно!$Y$2,INDEX($C$6:$V$17,MATCH(AM803,$B$6:$B$17,0),MATCH(AK803&AL803,$C$2:$V$2,0)))","v":1378.3000000000002}]
[null,null,null,null,null,null,null,null,null,null,null,null,null,null,null,null,null,null,null,null,null,null,null,null,null,null,"Конвектор внутрипольный Royal Thermo ATRIUM-90/300/2800-DG-U-BL","НС-1493564","RT-A-90/300/2800-DG-U-BL",3,5,8,12,17,20,22,90,300,2800,"DG","U","BL",{"$f":"IF((IFERROR(IF(VLOOKUP(AK804,X:Y,2,0)=TRUE,1,0),0)+IFERROR(IF(VLOOKUP(AL804,X:Y,2,0)=TRUE,1,0),0)+IFERROR(IF(VLOOKUP(AN804,X:Y,2,0)=TRUE,1,0),0)+IFERROR(IF(VLOOKUP(AO804,X:Y,2,0)=TRUE,1,0),0)+IFERROR(IF(VLOOKUP(AP804,X:Y,2,0)=TRUE,1,0),0)+IF(AND(AM804>=Калькулятор!$C$14,AM804<=Калькулятор!$E$14),1,0)+IF(OR(AND(AS804>=Калькулятор!$C$11,AS804<=IF(ISBLANK(Калькулятор!$E$11),100000,Калькулятор!$E$11)),Калькулятор!$C$11&Калькулятор!$E$11=\"\"),1,0))=7,1,0)","v":0},{"$f":"SUM(AQ$2:AQ804)","v":240},{"$f":"IF(Калькулятор!$F$8<>70,ROUND(INDEX($C$6:$V$17,MATCH(AM804,$B$6:$B$17,0),MATCH(AK804&AL804,$C$2:$V$2,0))*(Калькулятор!$F$8/70)^справочно!$Y$2,0),ROUND(INDEX($C$6:$V$17,MATCH(AM804,$B$6:$B$17,0),MATCH(AK804&AL804,$C$2:$V$2,0)),0))","v":1489},"ЗО",{"$f":"3.6*AV804/(4.19*(Калькулятор!$C$8-Калькулятор!$D$8))","v":127.96754176610978},{"$f":"IF(Калькулятор!$F$8<>70,INDEX($C$6:$V$17,MATCH(AM804,$B$6:$B$17,0),MATCH(AK804&AL804,$C$2:$V$2,0))*(Калькулятор!$F$8/70)^справочно!$Y$2,INDEX($C$6:$V$17,MATCH(AM804,$B$6:$B$17,0),MATCH(AK804&AL804,$C$2:$V$2,0)))","v":1489.4}]
[null,null,null,null,null,null,null,null,null,null,null,null,null,null,null,null,null,null,null,null,null,null,null,null,null,null,"Конвектор внутрипольный Royal Thermo ATRIUM-90/300/3000-DG-U-BL","НС-1493565","RT-A-90/300/3000-DG-U-BL",3,5,8,12,17,20,22,90,300,3000,"DG","U","BL",{"$f":"IF((IFERROR(IF(VLOOKUP(AK805,X:Y,2,0)=TRUE,1,0),0)+IFERROR(IF(VLOOKUP(AL805,X:Y,2,0)=TRUE,1,0),0)+IFERROR(IF(VLOOKUP(AN805,X:Y,2,0)=TRUE,1,0),0)+IFERROR(IF(VLOOKUP(AO805,X:Y,2,0)=TRUE,1,0),0)+IFERROR(IF(VLOOKUP(AP805,X:Y,2,0)=TRUE,1,0),0)+IF(AND(AM805>=Калькулятор!$C$14,AM805<=Калькулятор!$E$14),1,0)+IF(OR(AND(AS805>=Калькулятор!$C$11,AS805<=IF(ISBLANK(Калькулятор!$E$11),100000,Калькулятор!$E$11)),Калькулятор!$C$11&Калькулятор!$E$11=\"\"),1,0))=7,1,0)","v":0},{"$f":"SUM(AQ$2:AQ805)","v":240},{"$f":"IF(Калькулятор!$F$8<>70,ROUND(INDEX($C$6:$V$17,MATCH(AM805,$B$6:$B$17,0),MATCH(AK805&AL805,$C$2:$V$2,0))*(Калькулятор!$F$8/70)^справочно!$Y$2,0),ROUND(INDEX($C$6:$V$17,MATCH(AM805,$B$6:$B$17,0),MATCH(AK805&AL805,$C$2:$V$2,0)),0))","v":1599},"ЗО",{"$f":"3.6*AV805/(4.19*(Калькулятор!$C$8-Калькулятор!$D$8))","v":137.41861575178996},{"$f":"IF(Калькулятор!$F$8<>70,INDEX($C$6:$V$17,MATCH(AM805,$B$6:$B$17,0),MATCH(AK805&AL805,$C$2:$V$2,0))*(Калькулятор!$F$8/70)^справочно!$Y$2,INDEX($C$6:$V$17,MATCH(AM805,$B$6:$B$17,0),MATCH(AK805&AL805,$C$2:$V$2,0)))","v":1599.4}]
[null,null,null,null,null,null,null,null,null,null,null,null,null,null,null,null,null,null,null,null,null,null,null,null,null,null,"Конвектор внутрипольный Royal Thermo ATRIUM-90/400/800-DG-U-BL","НС-1493579","RT-A-90/400/800-DG-U-BL",3,5,8,12,16,19,21,90,400,800,"DG","U","BL",{"$f":"IF((IFERROR(IF(VLOOKUP(AK806,X:Y,2,0)=TRUE,1,0),0)+IFERROR(IF(VLOOKUP(AL806,X:Y,2,0)=TRUE,1,0),0)+IFERROR(IF(VLOOKUP(AN806,X:Y,2,0)=TRUE,1,0),0)+IFERROR(IF(VLOOKUP(AO806,X:Y,2,0)=TRUE,1,0),0)+IFERROR(IF(VLOOKUP(AP806,X:Y,2,0)=TRUE,1,0),0)+IF(AND(AM806>=Калькулятор!$C$14,AM806<=Калькулятор!$E$14),1,0)+IF(OR(AND(AS806>=Калькулятор!$C$11,AS806<=IF(ISBLANK(Калькулятор!$E$11),100000,Калькулятор!$E$11)),Калькулятор!$C$11&Калькулятор!$E$11=\"\"),1,0))=7,1,0)","v":0},{"$f":"SUM(AQ$2:AQ806)","v":240},{"$f":"IF(Калькулятор!$F$8<>70,ROUND(INDEX($C$6:$V$17,MATCH(AM806,$B$6:$B$17,0),MATCH(AK806&AL806,$C$2:$V$2,0))*(Калькулятор!$F$8/70)^справочно!$Y$2,0),ROUND(INDEX($C$6:$V$17,MATCH(AM806,$B$6:$B$17,0),MATCH(AK806&AL806,$C$2:$V$2,0)),0))","v":516},"ЗО",{"$f":"3.6*AV806/(4.19*(Калькулятор!$C$8-Калькулятор!$D$8))","v":44.3255369928401},{"$f":"IF(Калькулятор!$F$8<>70,INDEX($C$6:$V$17,MATCH(AM806,$B$6:$B$17,0),MATCH(AK806&AL806,$C$2:$V$2,0))*(Калькулятор!$F$8/70)^справочно!$Y$2,INDEX($C$6:$V$17,MATCH(AM806,$B$6:$B$17,0),MATCH(AK806&AL806,$C$2:$V$2,0)))","v":515.90000000000009}]
[null,null,null,null,null,null,null,null,null,null,null,null,null,null,null,null,null,null,null,null,null,null,null,null,null,null,"Конвектор внутрипольный Royal Thermo ATRIUM-90/400/1000-DG-U-BL","НС-1493568","RT-A-90/400/1000-DG-U-BL",3,5,8,12,17,20,22,90,400,1000,"DG","U","BL",{"$f":"IF((IFERROR(IF(VLOOKUP(AK807,X:Y,2,0)=TRUE,1,0),0)+IFERROR(IF(VLOOKUP(AL807,X:Y,2,0)=TRUE,1,0),0)+IFERROR(IF(VLOOKUP(AN807,X:Y,2,0)=TRUE,1,0),0)+IFERROR(IF(VLOOKUP(AO807,X:Y,2,0)=TRUE,1,0),0)+IFERROR(IF(VLOOKUP(AP807,X:Y,2,0)=TRUE,1,0),0)+IF(AND(AM807>=Калькулятор!$C$14,AM807<=Калькулятор!$E$14),1,0)+IF(OR(AND(AS807>=Калькулятор!$C$11,AS807<=IF(ISBLANK(Калькулятор!$E$11),100000,Калькулятор!$E$11)),Калькулятор!$C$11&Калькулятор!$E$11=\"\"),1,0))=7,1,0)","v":0},{"$f":"SUM(AQ$2:AQ807)","v":240},{"$f":"IF(Калькулятор!$F$8<>70,ROUND(INDEX($C$6:$V$17,MATCH(AM807,$B$6:$B$17,0),MATCH(AK807&AL807,$C$2:$V$2,0))*(Калькулятор!$F$8/70)^справочно!$Y$2,0),ROUND(INDEX($C$6:$V$17,MATCH(AM807,$B$6:$B$17,0),MATCH(AK807&AL807,$C$2:$V$2,0)),0))","v":671},"ЗО",{"$f":"3.6*AV807/(4.19*(Калькулятор!$C$8-Калькулятор!$D$8))","v":57.651551312649154},{"$f":"IF(Калькулятор!$F$8<>70,INDEX($C$6:$V$17,MATCH(AM807,$B$6:$B$17,0),MATCH(AK807&AL807,$C$2:$V$2,0))*(Калькулятор!$F$8/70)^справочно!$Y$2,INDEX($C$6:$V$17,MATCH(AM807,$B$6:$B$17,0),MATCH(AK807&AL807,$C$2:$V$2,0)))","v":671}]
[null,null,null,null,null,null,null,null,null,null,null,null,null,null,null,null,null,null,null,null,null,null,null,null,null,null,"Конвектор внутрипольный Royal Thermo ATRIUM-90/400/1200-DG-U-BL","НС-1493569","RT-A-90/400/1200-DG-U-BL",3,5,8,12,17,20,22,90,400,1200,"DG","U","BL",{"$f":"IF((IFERROR(IF(VLOOKUP(AK808,X:Y,2,0)=TRUE,1,0),0)+IFERROR(IF(VLOOKUP(AL808,X:Y,2,0)=TRUE,1,0),0)+IFERROR(IF(VLOOKUP(AN808,X:Y,2,0)=TRUE,1,0),0)+IFERROR(IF(VLOOKUP(AO808,X:Y,2,0)=TRUE,1,0),0)+IFERROR(IF(VLOOKUP(AP808,X:Y,2,0)=TRUE,1,0),0)+IF(AND(AM808>=Калькулятор!$C$14,AM808<=Калькулятор!$E$14),1,0)+IF(OR(AND(AS808>=Калькулятор!$C$11,AS808<=IF(ISBLANK(Калькулятор!$E$11),100000,Калькулятор!$E$11)),Калькулятор!$C$11&Калькулятор!$E$11=\"\"),1,0))=7,1,0)","v":0},{"$f":"SUM(AQ$2:AQ808)","v":240},{"$f":"IF(Калькулятор!$F$8<>70,ROUND(INDEX($C$6:$V$17,MATCH(AM808,$B$6:$B$17,0),MATCH(AK808&AL808,$C$2:$V$2,0))*(Калькулятор!$F$8/70)^справочно!$Y$2,0),ROUND(INDEX($C$6:$V$17,MATCH(AM808,$B$6:$B$17,0),MATCH(AK808&AL808,$C$2:$V$2,0)),0))","v":826},"ЗО",{"$f":"3.6*AV808/(4.19*(Калькулятор!$C$8-Калькулятор!$D$8))","v":70.977565632458223},{"$f":"IF(Калькулятор!$F$8<>70,INDEX($C$6:$V$17,MATCH(AM808,$B$6:$B$17,0),MATCH(AK808&AL808,$C$2:$V$2,0))*(Калькулятор!$F$8/70)^справочно!$Y$2,INDEX($C$6:$V$17,MATCH(AM808,$B$6:$B$17,0),MATCH(AK808&AL808,$C$2:$V$2,0)))","v":826.1}]
[null,null,null,null,null,null,null,null,null,null,null,null,null,null,null,null,null,null,null,null,null,null,null,null,null,null,"Конвектор внутрипольный Royal Thermo ATRIUM-90/400/1400-DG-U-BL","НС-1493570","RT-A-90/400/1400-DG-U-BL",3,5,8,12,17,20,22,90,400,1400,"DG","U","BL",{"$f":"IF((IFERROR(IF(VLOOKUP(AK809,X:Y,2,0)=TRUE,1,0),0)+IFERROR(IF(VLOOKUP(AL809,X:Y,2,0)=TRUE,1,0),0)+IFERROR(IF(VLOOKUP(AN809,X:Y,2,0)=TRUE,1,0),0)+IFERROR(IF(VLOOKUP(AO809,X:Y,2,0)=TRUE,1,0),0)+IFERROR(IF(VLOOKUP(AP809,X:Y,2,0)=TRUE,1,0),0)+IF(AND(AM809>=Калькулятор!$C$14,AM809<=Калькулятор!$E$14),1,0)+IF(OR(AND(AS809>=Калькулятор!$C$11,AS809<=IF(ISBLANK(Калькулятор!$E$11),100000,Калькулятор!$E$11)),Калькулятор!$C$11&Калькулятор!$E$11=\"\"),1,0))=7,1,0)","v":0},{"$f":"SUM(AQ$2:AQ809)","v":240},{"$f":"IF(Калькулятор!$F$8<>70,ROUND(INDEX($C$6:$V$17,MATCH(AM809,$B$6:$B$17,0),MATCH(AK809&AL809,$C$2:$V$2,0))*(Калькулятор!$F$8/70)^справочно!$Y$2,0),ROUND(INDEX($C$6:$V$17,MATCH(AM809,$B$6:$B$17,0),MATCH(AK809&AL809,$C$2:$V$2,0)),0))","v":977},"ЗО",{"$f":"3.6*AV809/(4.19*(Калькулятор!$C$8-Калькулятор!$D$8))","v":83.925536992840094},{"$f":"IF(Калькулятор!$F$8<>70,INDEX($C$6:$V$17,MATCH(AM809,$B$6:$B$17,0),MATCH(AK809&AL809,$C$2:$V$2,0))*(Калькулятор!$F$8/70)^справочно!$Y$2,INDEX($C$6:$V$17,MATCH(AM809,$B$6:$B$17,0),MATCH(AK809&AL809,$C$2:$V$2,0)))","v":976.80000000000007}]
[null,null,null,null,null,null,null,null,null,null,null,null,null,null,null,null,null,null,null,null,null,null,null,null,null,null,"Конвектор внутрипольный Royal Thermo ATRIUM-90/400/1600-DG-U-BL","НС-1493571","RT-A-90/400/1600-DG-U-BL",3,5,8,12,17,20,22,90,400,1600,"DG","U","BL",{"$f":"IF((IFERROR(IF(VLOOKUP(AK810,X:Y,2,0)=TRUE,1,0),0)+IFERROR(IF(VLOOKUP(AL810,X:Y,2,0)=TRUE,1,0),0)+IFERROR(IF(VLOOKUP(AN810,X:Y,2,0)=TRUE,1,0),0)+IFERROR(IF(VLOOKUP(AO810,X:Y,2,0)=TRUE,1,0),0)+IFERROR(IF(VLOOKUP(AP810,X:Y,2,0)=TRUE,1,0),0)+IF(AND(AM810>=Калькулятор!$C$14,AM810<=Калькулятор!$E$14),1,0)+IF(OR(AND(AS810>=Калькулятор!$C$11,AS810<=IF(ISBLANK(Калькулятор!$E$11),100000,Калькулятор!$E$11)),Калькулятор!$C$11&Калькулятор!$E$11=\"\"),1,0))=7,1,0)","v":0},{"$f":"SUM(AQ$2:AQ810)","v":240},{"$f":"IF(Калькулятор!$F$8<>70,ROUND(INDEX($C$6:$V$17,MATCH(AM810,$B$6:$B$17,0),MATCH(AK810&AL810,$C$2:$V$2,0))*(Калькулятор!$F$8/70)^справочно!$Y$2,0),ROUND(INDEX($C$6:$V$17,MATCH(AM810,$B$6:$B$17,0),MATCH(AK810&AL810,$C$2:$V$2,0)),0))","v":1135},"ЗО",{"$f":"3.6*AV810/(4.19*(Калькулятор!$C$8-Калькулятор!$D$8))","v":97.535083532219559},{"$f":"IF(Калькулятор!$F$8<>70,INDEX($C$6:$V$17,MATCH(AM810,$B$6:$B$17,0),MATCH(AK810&AL810,$C$2:$V$2,0))*(Калькулятор!$F$8/70)^справочно!$Y$2,INDEX($C$6:$V$17,MATCH(AM810,$B$6:$B$17,0),MATCH(AK810&AL810,$C$2:$V$2,0)))","v":1135.2}]
[null,null,null,null,null,null,null,null,null,null,null,null,null,null,null,null,null,null,null,null,null,null,null,null,null,null,"Конвектор внутрипольный Royal Thermo ATRIUM-90/400/1800-DG-U-BL","НС-1493572","RT-A-90/400/1800-DG-U-BL",3,5,8,12,17,20,22,90,400,1800,"DG","U","BL",{"$f":"IF((IFERROR(IF(VLOOKUP(AK811,X:Y,2,0)=TRUE,1,0),0)+IFERROR(IF(VLOOKUP(AL811,X:Y,2,0)=TRUE,1,0),0)+IFERROR(IF(VLOOKUP(AN811,X:Y,2,0)=TRUE,1,0),0)+IFERROR(IF(VLOOKUP(AO811,X:Y,2,0)=TRUE,1,0),0)+IFERROR(IF(VLOOKUP(AP811,X:Y,2,0)=TRUE,1,0),0)+IF(AND(AM811>=Калькулятор!$C$14,AM811<=Калькулятор!$E$14),1,0)+IF(OR(AND(AS811>=Калькулятор!$C$11,AS811<=IF(ISBLANK(Калькулятор!$E$11),100000,Калькулятор!$E$11)),Калькулятор!$C$11&Калькулятор!$E$11=\"\"),1,0))=7,1,0)","v":0},{"$f":"SUM(AQ$2:AQ811)","v":240},{"$f":"IF(Калькулятор!$F$8<>70,ROUND(INDEX($C$6:$V$17,MATCH(AM811,$B$6:$B$17,0),MATCH(AK811&AL811,$C$2:$V$2,0))*(Калькулятор!$F$8/70)^справочно!$Y$2,0),ROUND(INDEX($C$6:$V$17,MATCH(AM811,$B$6:$B$17,0),MATCH(AK811&AL811,$C$2:$V$2,0)),0))","v":1290},"ЗО",{"$f":"3.6*AV811/(4.19*(Калькулятор!$C$8-Калькулятор!$D$8))","v":110.86109785202865},{"$f":"IF(Калькулятор!$F$8<>70,INDEX($C$6:$V$17,MATCH(AM811,$B$6:$B$17,0),MATCH(AK811&AL811,$C$2:$V$2,0))*(Калькулятор!$F$8/70)^справочно!$Y$2,INDEX($C$6:$V$17,MATCH(AM811,$B$6:$B$17,0),MATCH(AK811&AL811,$C$2:$V$2,0)))","v":1290.3000000000002}]
[null,null,null,null,null,null,null,null,null,null,null,null,null,null,null,null,null,null,null,null,null,null,null,null,null,null,"Конвектор внутрипольный Royal Thermo ATRIUM-90/400/2000-DG-U-BL","НС-1493573","RT-A-90/400/2000-DG-U-BL",3,5,8,12,17,20,22,90,400,2000,"DG","U","BL",{"$f":"IF((IFERROR(IF(VLOOKUP(AK812,X:Y,2,0)=TRUE,1,0),0)+IFERROR(IF(VLOOKUP(AL812,X:Y,2,0)=TRUE,1,0),0)+IFERROR(IF(VLOOKUP(AN812,X:Y,2,0)=TRUE,1,0),0)+IFERROR(IF(VLOOKUP(AO812,X:Y,2,0)=TRUE,1,0),0)+IFERROR(IF(VLOOKUP(AP812,X:Y,2,0)=TRUE,1,0),0)+IF(AND(AM812>=Калькулятор!$C$14,AM812<=Калькулятор!$E$14),1,0)+IF(OR(AND(AS812>=Калькулятор!$C$11,AS812<=IF(ISBLANK(Калькулятор!$E$11),100000,Калькулятор!$E$11)),Калькулятор!$C$11&Калькулятор!$E$11=\"\"),1,0))=7,1,0)","v":0},{"$f":"SUM(AQ$2:AQ812)","v":240},{"$f":"IF(Калькулятор!$F$8<>70,ROUND(INDEX($C$6:$V$17,MATCH(AM812,$B$6:$B$17,0),MATCH(AK812&AL812,$C$2:$V$2,0))*(Калькулятор!$F$8/70)^справочно!$Y$2,0),ROUND(INDEX($C$6:$V$17,MATCH(AM812,$B$6:$B$17,0),MATCH(AK812&AL812,$C$2:$V$2,0)),0))","v":1445},"ЗО",{"$f":"3.6*AV812/(4.19*(Калькулятор!$C$8-Калькулятор!$D$8))","v":124.18711217183771},{"$f":"IF(Калькулятор!$F$8<>70,INDEX($C$6:$V$17,MATCH(AM812,$B$6:$B$17,0),MATCH(AK812&AL812,$C$2:$V$2,0))*(Калькулятор!$F$8/70)^справочно!$Y$2,INDEX($C$6:$V$17,MATCH(AM812,$B$6:$B$17,0),MATCH(AK812&AL812,$C$2:$V$2,0)))","v":1445.4}]
[null,null,null,null,null,null,null,null,null,null,null,null,null,null,null,null,null,null,null,null,null,null,null,null,null,null,"Конвектор внутрипольный Royal Thermo ATRIUM-90/400/2200-DG-U-BL","НС-1493574","RT-A-90/400/2200-DG-U-BL",3,5,8,12,17,20,22,90,400,2200,"DG","U","BL",{"$f":"IF((IFERROR(IF(VLOOKUP(AK813,X:Y,2,0)=TRUE,1,0),0)+IFERROR(IF(VLOOKUP(AL813,X:Y,2,0)=TRUE,1,0),0)+IFERROR(IF(VLOOKUP(AN813,X:Y,2,0)=TRUE,1,0),0)+IFERROR(IF(VLOOKUP(AO813,X:Y,2,0)=TRUE,1,0),0)+IFERROR(IF(VLOOKUP(AP813,X:Y,2,0)=TRUE,1,0),0)+IF(AND(AM813>=Калькулятор!$C$14,AM813<=Калькулятор!$E$14),1,0)+IF(OR(AND(AS813>=Калькулятор!$C$11,AS813<=IF(ISBLANK(Калькулятор!$E$11),100000,Калькулятор!$E$11)),Калькулятор!$C$11&Калькулятор!$E$11=\"\"),1,0))=7,1,0)","v":0},{"$f":"SUM(AQ$2:AQ813)","v":240},{"$f":"IF(Калькулятор!$F$8<>70,ROUND(INDEX($C$6:$V$17,MATCH(AM813,$B$6:$B$17,0),MATCH(AK813&AL813,$C$2:$V$2,0))*(Калькулятор!$F$8/70)^справочно!$Y$2,0),ROUND(INDEX($C$6:$V$17,MATCH(AM813,$B$6:$B$17,0),MATCH(AK813&AL813,$C$2:$V$2,0)),0))","v":1599},"ЗО",{"$f":"3.6*AV813/(4.19*(Калькулятор!$C$8-Калькулятор!$D$8))","v":137.41861575178996},{"$f":"IF(Калькулятор!$F$8<>70,INDEX($C$6:$V$17,MATCH(AM813,$B$6:$B$17,0),MATCH(AK813&AL813,$C$2:$V$2,0))*(Калькулятор!$F$8/70)^справочно!$Y$2,INDEX($C$6:$V$17,MATCH(AM813,$B$6:$B$17,0),MATCH(AK813&AL813,$C$2:$V$2,0)))","v":1599.4}]
[null,null,null,null,null,null,null,null,null,null,null,null,null,null,null,null,null,null,null,null,null,null,null,null,null,null,"Конвектор внутрипольный Royal Thermo ATRIUM-90/400/2400-DG-U-BL","НС-1493575","RT-A-90/400/2400-DG-U-BL",3,5,8,12,17,20,22,90,400,2400,"DG","U","BL",{"$f":"IF((IFERROR(IF(VLOOKUP(AK814,X:Y,2,0)=TRUE,1,0),0)+IFERROR(IF(VLOOKUP(AL814,X:Y,2,0)=TRUE,1,0),0)+IFERROR(IF(VLOOKUP(AN814,X:Y,2,0)=TRUE,1,0),0)+IFERROR(IF(VLOOKUP(AO814,X:Y,2,0)=TRUE,1,0),0)+IFERROR(IF(VLOOKUP(AP814,X:Y,2,0)=TRUE,1,0),0)+IF(AND(AM814>=Калькулятор!$C$14,AM814<=Калькулятор!$E$14),1,0)+IF(OR(AND(AS814>=Калькулятор!$C$11,AS814<=IF(ISBLANK(Калькулятор!$E$11),100000,Калькулятор!$E$11)),Калькулятор!$C$11&Калькулятор!$E$11=\"\"),1,0))=7,1,0)","v":0},{"$f":"SUM(AQ$2:AQ814)","v":240},{"$f":"IF(Калькулятор!$F$8<>70,ROUND(INDEX($C$6:$V$17,MATCH(AM814,$B$6:$B$17,0),MATCH(AK814&AL814,$C$2:$V$2,0))*(Калькулятор!$F$8/70)^справочно!$Y$2,0),ROUND(INDEX($C$6:$V$17,MATCH(AM814,$B$6:$B$17,0),MATCH(AK814&AL814,$C$2:$V$2,0)),0))","v":1755},"ЗО",{"$f":"3.6*AV814/(4.19*(Калькулятор!$C$8-Калькулятор!$D$8))","v":150.74463007159903},{"$f":"IF(Калькулятор!$F$8<>70,INDEX($C$6:$V$17,MATCH(AM814,$B$6:$B$17,0),MATCH(AK814&AL814,$C$2:$V$2,0))*(Калькулятор!$F$8/70)^справочно!$Y$2,INDEX($C$6:$V$17,MATCH(AM814,$B$6:$B$17,0),MATCH(AK814&AL814,$C$2:$V$2,0)))","v":1754.5000000000002}]
[null,null,null,null,null,null,null,null,null,null,null,null,null,null,null,null,null,null,null,null,null,null,null,null,null,null,"Конвектор внутрипольный Royal Thermo ATRIUM-90/400/2600-DG-U-BL","НС-1493576","RT-A-90/400/2600-DG-U-BL",3,5,8,12,17,20,22,90,400,2600,"DG","U","BL",{"$f":"IF((IFERROR(IF(VLOOKUP(AK815,X:Y,2,0)=TRUE,1,0),0)+IFERROR(IF(VLOOKUP(AL815,X:Y,2,0)=TRUE,1,0),0)+IFERROR(IF(VLOOKUP(AN815,X:Y,2,0)=TRUE,1,0),0)+IFERROR(IF(VLOOKUP(AO815,X:Y,2,0)=TRUE,1,0),0)+IFERROR(IF(VLOOKUP(AP815,X:Y,2,0)=TRUE,1,0),0)+IF(AND(AM815>=Калькулятор!$C$14,AM815<=Калькулятор!$E$14),1,0)+IF(OR(AND(AS815>=Калькулятор!$C$11,AS815<=IF(ISBLANK(Калькулятор!$E$11),100000,Калькулятор!$E$11)),Калькулятор!$C$11&Калькулятор!$E$11=\"\"),1,0))=7,1,0)","v":0},{"$f":"SUM(AQ$2:AQ815)","v":240},{"$f":"IF(Калькулятор!$F$8<>70,ROUND(INDEX($C$6:$V$17,MATCH(AM815,$B$6:$B$17,0),MATCH(AK815&AL815,$C$2:$V$2,0))*(Калькулятор!$F$8/70)^справочно!$Y$2,0),ROUND(INDEX($C$6:$V$17,MATCH(AM815,$B$6:$B$17,0),MATCH(AK815&AL815,$C$2:$V$2,0)),0))","v":1910},"ЗО",{"$f":"3.6*AV815/(4.19*(Калькулятор!$C$8-Калькулятор!$D$8))","v":164.07064439140811},{"$f":"IF(Калькулятор!$F$8<>70,INDEX($C$6:$V$17,MATCH(AM815,$B$6:$B$17,0),MATCH(AK815&AL815,$C$2:$V$2,0))*(Калькулятор!$F$8/70)^справочно!$Y$2,INDEX($C$6:$V$17,MATCH(AM815,$B$6:$B$17,0),MATCH(AK815&AL815,$C$2:$V$2,0)))","v":1909.6000000000001}]
[null,null,null,null,null,null,null,null,null,null,null,null,null,null,null,null,null,null,null,null,null,null,null,null,null,null,"Конвектор внутрипольный Royal Thermo ATRIUM-90/400/2800-DG-U-BL","НС-1493577","RT-A-90/400/2800-DG-U-BL",3,5,8,12,17,20,22,90,400,2800,"DG","U","BL",{"$f":"IF((IFERROR(IF(VLOOKUP(AK816,X:Y,2,0)=TRUE,1,0),0)+IFERROR(IF(VLOOKUP(AL816,X:Y,2,0)=TRUE,1,0),0)+IFERROR(IF(VLOOKUP(AN816,X:Y,2,0)=TRUE,1,0),0)+IFERROR(IF(VLOOKUP(AO816,X:Y,2,0)=TRUE,1,0),0)+IFERROR(IF(VLOOKUP(AP816,X:Y,2,0)=TRUE,1,0),0)+IF(AND(AM816>=Калькулятор!$C$14,AM816<=Калькулятор!$E$14),1,0)+IF(OR(AND(AS816>=Калькулятор!$C$11,AS816<=IF(ISBLANK(Калькулятор!$E$11),100000,Калькулятор!$E$11)),Калькулятор!$C$11&Калькулятор!$E$11=\"\"),1,0))=7,1,0)","v":0},{"$f":"SUM(AQ$2:AQ816)","v":240},{"$f":"IF(Калькулятор!$F$8<>70,ROUND(INDEX($C$6:$V$17,MATCH(AM816,$B$6:$B$17,0),MATCH(AK816&AL816,$C$2:$V$2,0))*(Калькулятор!$F$8/70)^справочно!$Y$2,0),ROUND(INDEX($C$6:$V$17,MATCH(AM816,$B$6:$B$17,0),MATCH(AK816&AL816,$C$2:$V$2,0)),0))","v":2064},"ЗО",{"$f":"3.6*AV816/(4.19*(Калькулятор!$C$8-Калькулятор!$D$8))","v":177.3021479713604},{"$f":"IF(Калькулятор!$F$8<>70,INDEX($C$6:$V$17,MATCH(AM816,$B$6:$B$17,0),MATCH(AK816&AL816,$C$2:$V$2,0))*(Калькулятор!$F$8/70)^справочно!$Y$2,INDEX($C$6:$V$17,MATCH(AM816,$B$6:$B$17,0),MATCH(AK816&AL816,$C$2:$V$2,0)))","v":2063.6000000000004}]
[null,null,null,null,null,null,null,null,null,null,null,null,null,null,null,null,null,null,null,null,null,null,null,null,null,null,"Конвектор внутрипольный Royal Thermo ATRIUM-90/400/3000-DG-U-BL","НС-1493578","RT-A-90/400/3000-DG-U-BL",3,5,8,12,17,20,22,90,400,3000,"DG","U","BL",{"$f":"IF((IFERROR(IF(VLOOKUP(AK817,X:Y,2,0)=TRUE,1,0),0)+IFERROR(IF(VLOOKUP(AL817,X:Y,2,0)=TRUE,1,0),0)+IFERROR(IF(VLOOKUP(AN817,X:Y,2,0)=TRUE,1,0),0)+IFERROR(IF(VLOOKUP(AO817,X:Y,2,0)=TRUE,1,0),0)+IFERROR(IF(VLOOKUP(AP817,X:Y,2,0)=TRUE,1,0),0)+IF(AND(AM817>=Калькулятор!$C$14,AM817<=Калькулятор!$E$14),1,0)+IF(OR(AND(AS817>=Калькулятор!$C$11,AS817<=IF(ISBLANK(Калькулятор!$E$11),100000,Калькулятор!$E$11)),Калькулятор!$C$11&Калькулятор!$E$11=\"\"),1,0))=7,1,0)","v":0},{"$f":"SUM(AQ$2:AQ817)","v":240},{"$f":"IF(Калькулятор!$F$8<>70,ROUND(INDEX($C$6:$V$17,MATCH(AM817,$B$6:$B$17,0),MATCH(AK817&AL817,$C$2:$V$2,0))*(Калькулятор!$F$8/70)^справочно!$Y$2,0),ROUND(INDEX($C$6:$V$17,MATCH(AM817,$B$6:$B$17,0),MATCH(AK817&AL817,$C$2:$V$2,0)),0))","v":2219},"ЗО",{"$f":"3.6*AV817/(4.19*(Калькулятор!$C$8-Калькулятор!$D$8))","v":190.62816229116947},{"$f":"IF(Калькулятор!$F$8<>70,INDEX($C$6:$V$17,MATCH(AM817,$B$6:$B$17,0),MATCH(AK817&AL817,$C$2:$V$2,0))*(Калькулятор!$F$8/70)^справочно!$Y$2,INDEX($C$6:$V$17,MATCH(AM817,$B$6:$B$17,0),MATCH(AK817&AL817,$C$2:$V$2,0)))","v":2218.7000000000003}]
[null,null,null,null,null,null,null,null,null,null,null,null,null,null,null,null,null,null,null,null,null,null,null,null,null,null,"Конвектор внутрипольный Royal Thermo ATRIUM-110/200/800-DG-U-BL","НС-1493334","RT-A-110/200/800-DG-U-BL",3,5,9,13,17,20,22,110,200,800,"DG","U","BL",{"$f":"IF((IFERROR(IF(VLOOKUP(AK818,X:Y,2,0)=TRUE,1,0),0)+IFERROR(IF(VLOOKUP(AL818,X:Y,2,0)=TRUE,1,0),0)+IFERROR(IF(VLOOKUP(AN818,X:Y,2,0)=TRUE,1,0),0)+IFERROR(IF(VLOOKUP(AO818,X:Y,2,0)=TRUE,1,0),0)+IFERROR(IF(VLOOKUP(AP818,X:Y,2,0)=TRUE,1,0),0)+IF(AND(AM818>=Калькулятор!$C$14,AM818<=Калькулятор!$E$14),1,0)+IF(OR(AND(AS818>=Калькулятор!$C$11,AS818<=IF(ISBLANK(Калькулятор!$E$11),100000,Калькулятор!$E$11)),Калькулятор!$C$11&Калькулятор!$E$11=\"\"),1,0))=7,1,0)","v":0},{"$f":"SUM(AQ$2:AQ818)","v":240},{"$f":"IF(Калькулятор!$F$8<>70,ROUND(INDEX($C$6:$V$17,MATCH(AM818,$B$6:$B$17,0),MATCH(AK818&AL818,$C$2:$V$2,0))*(Калькулятор!$F$8/70)^справочно!$Y$2,0),ROUND(INDEX($C$6:$V$17,MATCH(AM818,$B$6:$B$17,0),MATCH(AK818&AL818,$C$2:$V$2,0)),0))","v":279},"ЗО",{"$f":"3.6*AV818/(4.19*(Калькулятор!$C$8-Калькулятор!$D$8))","v":24.005727923627685},{"$f":"IF(Калькулятор!$F$8<>70,INDEX($C$6:$V$17,MATCH(AM818,$B$6:$B$17,0),MATCH(AK818&AL818,$C$2:$V$2,0))*(Калькулятор!$F$8/70)^справочно!$Y$2,INDEX($C$6:$V$17,MATCH(AM818,$B$6:$B$17,0),MATCH(AK818&AL818,$C$2:$V$2,0)))","v":279.40000000000003}]
[null,null,null,null,null,null,null,null,null,null,null,null,null,null,null,null,null,null,null,null,null,null,null,null,null,null,"Конвектор внутрипольный Royal Thermo ATRIUM-110/200/1000-DG-U-BL","НС-1493323","RT-A-110/200/1000-DG-U-BL",3,5,9,13,18,21,23,110,200,1000,"DG","U","BL",{"$f":"IF((IFERROR(IF(VLOOKUP(AK819,X:Y,2,0)=TRUE,1,0),0)+IFERROR(IF(VLOOKUP(AL819,X:Y,2,0)=TRUE,1,0),0)+IFERROR(IF(VLOOKUP(AN819,X:Y,2,0)=TRUE,1,0),0)+IFERROR(IF(VLOOKUP(AO819,X:Y,2,0)=TRUE,1,0),0)+IFERROR(IF(VLOOKUP(AP819,X:Y,2,0)=TRUE,1,0),0)+IF(AND(AM819>=Калькулятор!$C$14,AM819<=Калькулятор!$E$14),1,0)+IF(OR(AND(AS819>=Калькулятор!$C$11,AS819<=IF(ISBLANK(Калькулятор!$E$11),100000,Калькулятор!$E$11)),Калькулятор!$C$11&Калькулятор!$E$11=\"\"),1,0))=7,1,0)","v":0},{"$f":"SUM(AQ$2:AQ819)","v":240},{"$f":"IF(Калькулятор!$F$8<>70,ROUND(INDEX($C$6:$V$17,MATCH(AM819,$B$6:$B$17,0),MATCH(AK819&AL819,$C$2:$V$2,0))*(Калькулятор!$F$8/70)^справочно!$Y$2,0),ROUND(INDEX($C$6:$V$17,MATCH(AM819,$B$6:$B$17,0),MATCH(AK819&AL819,$C$2:$V$2,0)),0))","v":384},"-",{"$f":"3.6*AV819/(4.19*(Калькулятор!$C$8-Калькулятор!$D$8))","v":32.984248210023864},{"$f":"IF(Калькулятор!$F$8<>70,INDEX($C$6:$V$17,MATCH(AM819,$B$6:$B$17,0),MATCH(AK819&AL819,$C$2:$V$2,0))*(Калькулятор!$F$8/70)^справочно!$Y$2,INDEX($C$6:$V$17,MATCH(AM819,$B$6:$B$17,0),MATCH(AK819&AL819,$C$2:$V$2,0)))","v":383.90000000000003}]
[null,null,null,null,null,null,null,null,null,null,null,null,null,null,null,null,null,null,null,null,null,null,null,null,null,null,"Конвектор внутрипольный Royal Thermo ATRIUM-110/200/1200-DG-U-BL","НС-1493324","RT-A-110/200/1200-DG-U-BL",3,5,9,13,18,21,23,110,200,1200,"DG","U","BL",{"$f":"IF((IFERROR(IF(VLOOKUP(AK820,X:Y,2,0)=TRUE,1,0),0)+IFERROR(IF(VLOOKUP(AL820,X:Y,2,0)=TRUE,1,0),0)+IFERROR(IF(VLOOKUP(AN820,X:Y,2,0)=TRUE,1,0),0)+IFERROR(IF(VLOOKUP(AO820,X:Y,2,0)=TRUE,1,0),0)+IFERROR(IF(VLOOKUP(AP820,X:Y,2,0)=TRUE,1,0),0)+IF(AND(AM820>=Калькулятор!$C$14,AM820<=Калькулятор!$E$14),1,0)+IF(OR(AND(AS820>=Калькулятор!$C$11,AS820<=IF(ISBLANK(Калькулятор!$E$11),100000,Калькулятор!$E$11)),Калькулятор!$C$11&Калькулятор!$E$11=\"\"),1,0))=7,1,0)","v":0},{"$f":"SUM(AQ$2:AQ820)","v":240},{"$f":"IF(Калькулятор!$F$8<>70,ROUND(INDEX($C$6:$V$17,MATCH(AM820,$B$6:$B$17,0),MATCH(AK820&AL820,$C$2:$V$2,0))*(Калькулятор!$F$8/70)^справочно!$Y$2,0),ROUND(INDEX($C$6:$V$17,MATCH(AM820,$B$6:$B$17,0),MATCH(AK820&AL820,$C$2:$V$2,0)),0))","v":490},"-",{"$f":"3.6*AV820/(4.19*(Калькулятор!$C$8-Калькулятор!$D$8))","v":42.057279236276848},{"$f":"IF(Калькулятор!$F$8<>70,INDEX($C$6:$V$17,MATCH(AM820,$B$6:$B$17,0),MATCH(AK820&AL820,$C$2:$V$2,0))*(Калькулятор!$F$8/70)^справочно!$Y$2,INDEX($C$6:$V$17,MATCH(AM820,$B$6:$B$17,0),MATCH(AK820&AL820,$C$2:$V$2,0)))","v":489.50000000000006}]
[null,null,null,null,null,null,null,null,null,null,null,null,null,null,null,null,null,null,null,null,null,null,null,null,null,null,"Конвектор внутрипольный Royal Thermo ATRIUM-110/200/1400-DG-U-BL","НС-1493325","RT-A-110/200/1400-DG-U-BL",3,5,9,13,18,21,23,110,200,1400,"DG","U","BL",{"$f":"IF((IFERROR(IF(VLOOKUP(AK821,X:Y,2,0)=TRUE,1,0),0)+IFERROR(IF(VLOOKUP(AL821,X:Y,2,0)=TRUE,1,0),0)+IFERROR(IF(VLOOKUP(AN821,X:Y,2,0)=TRUE,1,0),0)+IFERROR(IF(VLOOKUP(AO821,X:Y,2,0)=TRUE,1,0),0)+IFERROR(IF(VLOOKUP(AP821,X:Y,2,0)=TRUE,1,0),0)+IF(AND(AM821>=Калькулятор!$C$14,AM821<=Калькулятор!$E$14),1,0)+IF(OR(AND(AS821>=Калькулятор!$C$11,AS821<=IF(ISBLANK(Калькулятор!$E$11),100000,Калькулятор!$E$11)),Калькулятор!$C$11&Калькулятор!$E$11=\"\"),1,0))=7,1,0)","v":0},{"$f":"SUM(AQ$2:AQ821)","v":240},{"$f":"IF(Калькулятор!$F$8<>70,ROUND(INDEX($C$6:$V$17,MATCH(AM821,$B$6:$B$17,0),MATCH(AK821&AL821,$C$2:$V$2,0))*(Калькулятор!$F$8/70)^справочно!$Y$2,0),ROUND(INDEX($C$6:$V$17,MATCH(AM821,$B$6:$B$17,0),MATCH(AK821&AL821,$C$2:$V$2,0)),0))","v":595},"-",{"$f":"3.6*AV821/(4.19*(Калькулятор!$C$8-Калькулятор!$D$8))","v":51.130310262529832},{"$f":"IF(Калькулятор!$F$8<>70,INDEX($C$6:$V$17,MATCH(AM821,$B$6:$B$17,0),MATCH(AK821&AL821,$C$2:$V$2,0))*(Калькулятор!$F$8/70)^справочно!$Y$2,INDEX($C$6:$V$17,MATCH(AM821,$B$6:$B$17,0),MATCH(AK821&AL821,$C$2:$V$2,0)))","v":595.1}]
[null,null,null,null,null,null,null,null,null,null,null,null,null,null,null,null,null,null,null,null,null,null,null,null,null,null,"Конвектор внутрипольный Royal Thermo ATRIUM-110/200/1600-DG-U-BL","НС-1493326","RT-A-110/200/1600-DG-U-BL",3,5,9,13,18,21,23,110,200,1600,"DG","U","BL",{"$f":"IF((IFERROR(IF(VLOOKUP(AK822,X:Y,2,0)=TRUE,1,0),0)+IFERROR(IF(VLOOKUP(AL822,X:Y,2,0)=TRUE,1,0),0)+IFERROR(IF(VLOOKUP(AN822,X:Y,2,0)=TRUE,1,0),0)+IFERROR(IF(VLOOKUP(AO822,X:Y,2,0)=TRUE,1,0),0)+IFERROR(IF(VLOOKUP(AP822,X:Y,2,0)=TRUE,1,0),0)+IF(AND(AM822>=Калькулятор!$C$14,AM822<=Калькулятор!$E$14),1,0)+IF(OR(AND(AS822>=Калькулятор!$C$11,AS822<=IF(ISBLANK(Калькулятор!$E$11),100000,Калькулятор!$E$11)),Калькулятор!$C$11&Калькулятор!$E$11=\"\"),1,0))=7,1,0)","v":0},{"$f":"SUM(AQ$2:AQ822)","v":240},{"$f":"IF(Калькулятор!$F$8<>70,ROUND(INDEX($C$6:$V$17,MATCH(AM822,$B$6:$B$17,0),MATCH(AK822&AL822,$C$2:$V$2,0))*(Калькулятор!$F$8/70)^справочно!$Y$2,0),ROUND(INDEX($C$6:$V$17,MATCH(AM822,$B$6:$B$17,0),MATCH(AK822&AL822,$C$2:$V$2,0)),0))","v":701},"-",{"$f":"3.6*AV822/(4.19*(Калькулятор!$C$8-Калькулятор!$D$8))","v":60.203341288782816},{"$f":"IF(Калькулятор!$F$8<>70,INDEX($C$6:$V$17,MATCH(AM822,$B$6:$B$17,0),MATCH(AK822&AL822,$C$2:$V$2,0))*(Калькулятор!$F$8/70)^справочно!$Y$2,INDEX($C$6:$V$17,MATCH(AM822,$B$6:$B$17,0),MATCH(AK822&AL822,$C$2:$V$2,0)))","v":700.7}]
[null,null,null,null,null,null,null,null,null,null,null,null,null,null,null,null,null,null,null,null,null,null,null,null,null,null,"Конвектор внутрипольный Royal Thermo ATRIUM-110/200/1800-DG-U-BL","НС-1493327","RT-A-110/200/1800-DG-U-BL",3,5,9,13,18,21,23,110,200,1800,"DG","U","BL",{"$f":"IF((IFERROR(IF(VLOOKUP(AK823,X:Y,2,0)=TRUE,1,0),0)+IFERROR(IF(VLOOKUP(AL823,X:Y,2,0)=TRUE,1,0),0)+IFERROR(IF(VLOOKUP(AN823,X:Y,2,0)=TRUE,1,0),0)+IFERROR(IF(VLOOKUP(AO823,X:Y,2,0)=TRUE,1,0),0)+IFERROR(IF(VLOOKUP(AP823,X:Y,2,0)=TRUE,1,0),0)+IF(AND(AM823>=Калькулятор!$C$14,AM823<=Калькулятор!$E$14),1,0)+IF(OR(AND(AS823>=Калькулятор!$C$11,AS823<=IF(ISBLANK(Калькулятор!$E$11),100000,Калькулятор!$E$11)),Калькулятор!$C$11&Калькулятор!$E$11=\"\"),1,0))=7,1,0)","v":0},{"$f":"SUM(AQ$2:AQ823)","v":240},{"$f":"IF(Калькулятор!$F$8<>70,ROUND(INDEX($C$6:$V$17,MATCH(AM823,$B$6:$B$17,0),MATCH(AK823&AL823,$C$2:$V$2,0))*(Калькулятор!$F$8/70)^справочно!$Y$2,0),ROUND(INDEX($C$6:$V$17,MATCH(AM823,$B$6:$B$17,0),MATCH(AK823&AL823,$C$2:$V$2,0)),0))","v":806},"-",{"$f":"3.6*AV823/(4.19*(Калькулятор!$C$8-Калькулятор!$D$8))","v":69.2763723150358},{"$f":"IF(Калькулятор!$F$8<>70,INDEX($C$6:$V$17,MATCH(AM823,$B$6:$B$17,0),MATCH(AK823&AL823,$C$2:$V$2,0))*(Калькулятор!$F$8/70)^справочно!$Y$2,INDEX($C$6:$V$17,MATCH(AM823,$B$6:$B$17,0),MATCH(AK823&AL823,$C$2:$V$2,0)))","v":806.30000000000007}]
[null,null,null,null,null,null,null,null,null,null,null,null,null,null,null,null,null,null,null,null,null,null,null,null,null,null,"Конвектор внутрипольный Royal Thermo ATRIUM-110/200/2000-DG-U-BL","НС-1493328","RT-A-110/200/2000-DG-U-BL",3,5,9,13,18,21,23,110,200,2000,"DG","U","BL",{"$f":"IF((IFERROR(IF(VLOOKUP(AK824,X:Y,2,0)=TRUE,1,0),0)+IFERROR(IF(VLOOKUP(AL824,X:Y,2,0)=TRUE,1,0),0)+IFERROR(IF(VLOOKUP(AN824,X:Y,2,0)=TRUE,1,0),0)+IFERROR(IF(VLOOKUP(AO824,X:Y,2,0)=TRUE,1,0),0)+IFERROR(IF(VLOOKUP(AP824,X:Y,2,0)=TRUE,1,0),0)+IF(AND(AM824>=Калькулятор!$C$14,AM824<=Калькулятор!$E$14),1,0)+IF(OR(AND(AS824>=Калькулятор!$C$11,AS824<=IF(ISBLANK(Калькулятор!$E$11),100000,Калькулятор!$E$11)),Калькулятор!$C$11&Калькулятор!$E$11=\"\"),1,0))=7,1,0)","v":0},{"$f":"SUM(AQ$2:AQ824)","v":240},{"$f":"IF(Калькулятор!$F$8<>70,ROUND(INDEX($C$6:$V$17,MATCH(AM824,$B$6:$B$17,0),MATCH(AK824&AL824,$C$2:$V$2,0))*(Калькулятор!$F$8/70)^справочно!$Y$2,0),ROUND(INDEX($C$6:$V$17,MATCH(AM824,$B$6:$B$17,0),MATCH(AK824&AL824,$C$2:$V$2,0)),0))","v":912},"-",{"$f":"3.6*AV824/(4.19*(Калькулятор!$C$8-Калькулятор!$D$8))","v":78.349403341288792},{"$f":"IF(Калькулятор!$F$8<>70,INDEX($C$6:$V$17,MATCH(AM824,$B$6:$B$17,0),MATCH(AK824&AL824,$C$2:$V$2,0))*(Калькулятор!$F$8/70)^справочно!$Y$2,INDEX($C$6:$V$17,MATCH(AM824,$B$6:$B$17,0),MATCH(AK824&AL824,$C$2:$V$2,0)))","v":911.90000000000009}]
[null,null,null,null,null,null,null,null,null,null,null,null,null,null,null,null,null,null,null,null,null,null,null,null,null,null,"Конвектор внутрипольный Royal Thermo ATRIUM-110/200/2200-DG-U-BL","НС-1493329","RT-A-110/200/2200-DG-U-BL",3,5,9,13,18,21,23,110,200,2200,"DG","U","BL",{"$f":"IF((IFERROR(IF(VLOOKUP(AK825,X:Y,2,0)=TRUE,1,0),0)+IFERROR(IF(VLOOKUP(AL825,X:Y,2,0)=TRUE,1,0),0)+IFERROR(IF(VLOOKUP(AN825,X:Y,2,0)=TRUE,1,0),0)+IFERROR(IF(VLOOKUP(AO825,X:Y,2,0)=TRUE,1,0),0)+IFERROR(IF(VLOOKUP(AP825,X:Y,2,0)=TRUE,1,0),0)+IF(AND(AM825>=Калькулятор!$C$14,AM825<=Калькулятор!$E$14),1,0)+IF(OR(AND(AS825>=Калькулятор!$C$11,AS825<=IF(ISBLANK(Калькулятор!$E$11),100000,Калькулятор!$E$11)),Калькулятор!$C$11&Калькулятор!$E$11=\"\"),1,0))=7,1,0)","v":0},{"$f":"SUM(AQ$2:AQ825)","v":240},{"$f":"IF(Калькулятор!$F$8<>70,ROUND(INDEX($C$6:$V$17,MATCH(AM825,$B$6:$B$17,0),MATCH(AK825&AL825,$C$2:$V$2,0))*(Калькулятор!$F$8/70)^справочно!$Y$2,0),ROUND(INDEX($C$6:$V$17,MATCH(AM825,$B$6:$B$17,0),MATCH(AK825&AL825,$C$2:$V$2,0)),0))","v":1018},"-",{"$f":"3.6*AV825/(4.19*(Калькулятор!$C$8-Калькулятор!$D$8))","v":87.422434367541769},{"$f":"IF(Калькулятор!$F$8<>70,INDEX($C$6:$V$17,MATCH(AM825,$B$6:$B$17,0),MATCH(AK825&AL825,$C$2:$V$2,0))*(Калькулятор!$F$8/70)^справочно!$Y$2,INDEX($C$6:$V$17,MATCH(AM825,$B$6:$B$17,0),MATCH(AK825&AL825,$C$2:$V$2,0)))","v":1017.5000000000001}]
[null,null,null,null,null,null,null,null,null,null,null,null,null,null,null,null,null,null,null,null,null,null,null,null,null,null,"Конвектор внутрипольный Royal Thermo ATRIUM-110/200/2400-DG-U-BL","НС-1493330","RT-A-110/200/2400-DG-U-BL",3,5,9,13,18,21,23,110,200,2400,"DG","U","BL",{"$f":"IF((IFERROR(IF(VLOOKUP(AK826,X:Y,2,0)=TRUE,1,0),0)+IFERROR(IF(VLOOKUP(AL826,X:Y,2,0)=TRUE,1,0),0)+IFERROR(IF(VLOOKUP(AN826,X:Y,2,0)=TRUE,1,0),0)+IFERROR(IF(VLOOKUP(AO826,X:Y,2,0)=TRUE,1,0),0)+IFERROR(IF(VLOOKUP(AP826,X:Y,2,0)=TRUE,1,0),0)+IF(AND(AM826>=Калькулятор!$C$14,AM826<=Калькулятор!$E$14),1,0)+IF(OR(AND(AS826>=Калькулятор!$C$11,AS826<=IF(ISBLANK(Калькулятор!$E$11),100000,Калькулятор!$E$11)),Калькулятор!$C$11&Калькулятор!$E$11=\"\"),1,0))=7,1,0)","v":0},{"$f":"SUM(AQ$2:AQ826)","v":240},{"$f":"IF(Калькулятор!$F$8<>70,ROUND(INDEX($C$6:$V$17,MATCH(AM826,$B$6:$B$17,0),MATCH(AK826&AL826,$C$2:$V$2,0))*(Калькулятор!$F$8/70)^справочно!$Y$2,0),ROUND(INDEX($C$6:$V$17,MATCH(AM826,$B$6:$B$17,0),MATCH(AK826&AL826,$C$2:$V$2,0)),0))","v":1123},"-",{"$f":"3.6*AV826/(4.19*(Калькулятор!$C$8-Калькулятор!$D$8))","v":96.49546539379476},{"$f":"IF(Калькулятор!$F$8<>70,INDEX($C$6:$V$17,MATCH(AM826,$B$6:$B$17,0),MATCH(AK826&AL826,$C$2:$V$2,0))*(Калькулятор!$F$8/70)^справочно!$Y$2,INDEX($C$6:$V$17,MATCH(AM826,$B$6:$B$17,0),MATCH(AK826&AL826,$C$2:$V$2,0)))","v":1123.1000000000001}]
[null,null,null,null,null,null,null,null,null,null,null,null,null,null,null,null,null,null,null,null,null,null,null,null,null,null,"Конвектор внутрипольный Royal Thermo ATRIUM-110/200/2600-DG-U-BL","НС-1493331","RT-A-110/200/2600-DG-U-BL",3,5,9,13,18,21,23,110,200,2600,"DG","U","BL",{"$f":"IF((IFERROR(IF(VLOOKUP(AK827,X:Y,2,0)=TRUE,1,0),0)+IFERROR(IF(VLOOKUP(AL827,X:Y,2,0)=TRUE,1,0),0)+IFERROR(IF(VLOOKUP(AN827,X:Y,2,0)=TRUE,1,0),0)+IFERROR(IF(VLOOKUP(AO827,X:Y,2,0)=TRUE,1,0),0)+IFERROR(IF(VLOOKUP(AP827,X:Y,2,0)=TRUE,1,0),0)+IF(AND(AM827>=Калькулятор!$C$14,AM827<=Калькулятор!$E$14),1,0)+IF(OR(AND(AS827>=Калькулятор!$C$11,AS827<=IF(ISBLANK(Калькулятор!$E$11),100000,Калькулятор!$E$11)),Калькулятор!$C$11&Калькулятор!$E$11=\"\"),1,0))=7,1,0)","v":0},{"$f":"SUM(AQ$2:AQ827)","v":240},{"$f":"IF(Калькулятор!$F$8<>70,ROUND(INDEX($C$6:$V$17,MATCH(AM827,$B$6:$B$17,0),MATCH(AK827&AL827,$C$2:$V$2,0))*(Калькулятор!$F$8/70)^справочно!$Y$2,0),ROUND(INDEX($C$6:$V$17,MATCH(AM827,$B$6:$B$17,0),MATCH(AK827&AL827,$C$2:$V$2,0)),0))","v":1229},"ЗО",{"$f":"3.6*AV827/(4.19*(Калькулятор!$C$8-Калькулятор!$D$8))","v":105.56849642004774},{"$f":"IF(Калькулятор!$F$8<>70,INDEX($C$6:$V$17,MATCH(AM827,$B$6:$B$17,0),MATCH(AK827&AL827,$C$2:$V$2,0))*(Калькулятор!$F$8/70)^справочно!$Y$2,INDEX($C$6:$V$17,MATCH(AM827,$B$6:$B$17,0),MATCH(AK827&AL827,$C$2:$V$2,0)))","v":1228.7}]
[null,null,null,null,null,null,null,null,null,null,null,null,null,null,null,null,null,null,null,null,null,null,null,null,null,null,"Конвектор внутрипольный Royal Thermo ATRIUM-110/200/2800-DG-U-BL","НС-1493332","RT-A-110/200/2800-DG-U-BL",3,5,9,13,18,21,23,110,200,2800,"DG","U","BL",{"$f":"IF((IFERROR(IF(VLOOKUP(AK828,X:Y,2,0)=TRUE,1,0),0)+IFERROR(IF(VLOOKUP(AL828,X:Y,2,0)=TRUE,1,0),0)+IFERROR(IF(VLOOKUP(AN828,X:Y,2,0)=TRUE,1,0),0)+IFERROR(IF(VLOOKUP(AO828,X:Y,2,0)=TRUE,1,0),0)+IFERROR(IF(VLOOKUP(AP828,X:Y,2,0)=TRUE,1,0),0)+IF(AND(AM828>=Калькулятор!$C$14,AM828<=Калькулятор!$E$14),1,0)+IF(OR(AND(AS828>=Калькулятор!$C$11,AS828<=IF(ISBLANK(Калькулятор!$E$11),100000,Калькулятор!$E$11)),Калькулятор!$C$11&Калькулятор!$E$11=\"\"),1,0))=7,1,0)","v":0},{"$f":"SUM(AQ$2:AQ828)","v":240},{"$f":"IF(Калькулятор!$F$8<>70,ROUND(INDEX($C$6:$V$17,MATCH(AM828,$B$6:$B$17,0),MATCH(AK828&AL828,$C$2:$V$2,0))*(Калькулятор!$F$8/70)^справочно!$Y$2,0),ROUND(INDEX($C$6:$V$17,MATCH(AM828,$B$6:$B$17,0),MATCH(AK828&AL828,$C$2:$V$2,0)),0))","v":1334},"ЗО",{"$f":"3.6*AV828/(4.19*(Калькулятор!$C$8-Калькулятор!$D$8))","v":114.64152744630071},{"$f":"IF(Калькулятор!$F$8<>70,INDEX($C$6:$V$17,MATCH(AM828,$B$6:$B$17,0),MATCH(AK828&AL828,$C$2:$V$2,0))*(Калькулятор!$F$8/70)^справочно!$Y$2,INDEX($C$6:$V$17,MATCH(AM828,$B$6:$B$17,0),MATCH(AK828&AL828,$C$2:$V$2,0)))","v":1334.3000000000002}]
[null,null,null,null,null,null,null,null,null,null,null,null,null,null,null,null,null,null,null,null,null,null,null,null,null,null,"Конвектор внутрипольный Royal Thermo ATRIUM-110/200/3000-DG-U-BL","НС-1493333","RT-A-110/200/3000-DG-U-BL",3,5,9,13,18,21,23,110,200,3000,"DG","U","BL",{"$f":"IF((IFERROR(IF(VLOOKUP(AK829,X:Y,2,0)=TRUE,1,0),0)+IFERROR(IF(VLOOKUP(AL829,X:Y,2,0)=TRUE,1,0),0)+IFERROR(IF(VLOOKUP(AN829,X:Y,2,0)=TRUE,1,0),0)+IFERROR(IF(VLOOKUP(AO829,X:Y,2,0)=TRUE,1,0),0)+IFERROR(IF(VLOOKUP(AP829,X:Y,2,0)=TRUE,1,0),0)+IF(AND(AM829>=Калькулятор!$C$14,AM829<=Калькулятор!$E$14),1,0)+IF(OR(AND(AS829>=Калькулятор!$C$11,AS829<=IF(ISBLANK(Калькулятор!$E$11),100000,Калькулятор!$E$11)),Калькулятор!$C$11&Калькулятор!$E$11=\"\"),1,0))=7,1,0)","v":0},{"$f":"SUM(AQ$2:AQ829)","v":240},{"$f":"IF(Калькулятор!$F$8<>70,ROUND(INDEX($C$6:$V$17,MATCH(AM829,$B$6:$B$17,0),MATCH(AK829&AL829,$C$2:$V$2,0))*(Калькулятор!$F$8/70)^справочно!$Y$2,0),ROUND(INDEX($C$6:$V$17,MATCH(AM829,$B$6:$B$17,0),MATCH(AK829&AL829,$C$2:$V$2,0)),0))","v":1440},"ЗО",{"$f":"3.6*AV829/(4.19*(Калькулятор!$C$8-Калькулятор!$D$8))","v":123.71455847255369},{"$f":"IF(Калькулятор!$F$8<>70,INDEX($C$6:$V$17,MATCH(AM829,$B$6:$B$17,0),MATCH(AK829&AL829,$C$2:$V$2,0))*(Калькулятор!$F$8/70)^справочно!$Y$2,INDEX($C$6:$V$17,MATCH(AM829,$B$6:$B$17,0),MATCH(AK829&AL829,$C$2:$V$2,0)))","v":1439.9}]
[null,null,null,null,null,null,null,null,null,null,null,null,null,null,null,null,null,null,null,null,null,null,null,null,null,null,"Конвектор внутрипольный Royal Thermo ATRIUM-110/250/800-DG-U-BL","НС-1493346","RT-A-110/250/800-DG-U-BL",3,5,9,13,17,20,22,110,250,800,"DG","U","BL",{"$f":"IF((IFERROR(IF(VLOOKUP(AK830,X:Y,2,0)=TRUE,1,0),0)+IFERROR(IF(VLOOKUP(AL830,X:Y,2,0)=TRUE,1,0),0)+IFERROR(IF(VLOOKUP(AN830,X:Y,2,0)=TRUE,1,0),0)+IFERROR(IF(VLOOKUP(AO830,X:Y,2,0)=TRUE,1,0),0)+IFERROR(IF(VLOOKUP(AP830,X:Y,2,0)=TRUE,1,0),0)+IF(AND(AM830>=Калькулятор!$C$14,AM830<=Калькулятор!$E$14),1,0)+IF(OR(AND(AS830>=Калькулятор!$C$11,AS830<=IF(ISBLANK(Калькулятор!$E$11),100000,Калькулятор!$E$11)),Калькулятор!$C$11&Калькулятор!$E$11=\"\"),1,0))=7,1,0)","v":0},{"$f":"SUM(AQ$2:AQ830)","v":240},{"$f":"IF(Калькулятор!$F$8<>70,ROUND(INDEX($C$6:$V$17,MATCH(AM830,$B$6:$B$17,0),MATCH(AK830&AL830,$C$2:$V$2,0))*(Калькулятор!$F$8/70)^справочно!$Y$2,0),ROUND(INDEX($C$6:$V$17,MATCH(AM830,$B$6:$B$17,0),MATCH(AK830&AL830,$C$2:$V$2,0)),0))","v":356},"ЗО",{"$f":"3.6*AV830/(4.19*(Калькулятор!$C$8-Калькулятор!$D$8))","v":30.621479713603819},{"$f":"IF(Калькулятор!$F$8<>70,INDEX($C$6:$V$17,MATCH(AM830,$B$6:$B$17,0),MATCH(AK830&AL830,$C$2:$V$2,0))*(Калькулятор!$F$8/70)^справочно!$Y$2,INDEX($C$6:$V$17,MATCH(AM830,$B$6:$B$17,0),MATCH(AK830&AL830,$C$2:$V$2,0)))","v":356.40000000000003}]
[null,null,null,null,null,null,null,null,null,null,null,null,null,null,null,null,null,null,null,null,null,null,null,null,null,null,"Конвектор внутрипольный Royal Thermo ATRIUM-110/250/1000-DG-U-BL","НС-1493336","RT-A-110/250/1000-DG-U-BL",3,5,9,13,18,21,23,110,250,1000,"DG","U","BL",{"$f":"IF((IFERROR(IF(VLOOKUP(AK831,X:Y,2,0)=TRUE,1,0),0)+IFERROR(IF(VLOOKUP(AL831,X:Y,2,0)=TRUE,1,0),0)+IFERROR(IF(VLOOKUP(AN831,X:Y,2,0)=TRUE,1,0),0)+IFERROR(IF(VLOOKUP(AO831,X:Y,2,0)=TRUE,1,0),0)+IFERROR(IF(VLOOKUP(AP831,X:Y,2,0)=TRUE,1,0),0)+IF(AND(AM831>=Калькулятор!$C$14,AM831<=Калькулятор!$E$14),1,0)+IF(OR(AND(AS831>=Калькулятор!$C$11,AS831<=IF(ISBLANK(Калькулятор!$E$11),100000,Калькулятор!$E$11)),Калькулятор!$C$11&Калькулятор!$E$11=\"\"),1,0))=7,1,0)","v":0},{"$f":"SUM(AQ$2:AQ831)","v":240},{"$f":"IF(Калькулятор!$F$8<>70,ROUND(INDEX($C$6:$V$17,MATCH(AM831,$B$6:$B$17,0),MATCH(AK831&AL831,$C$2:$V$2,0))*(Калькулятор!$F$8/70)^справочно!$Y$2,0),ROUND(INDEX($C$6:$V$17,MATCH(AM831,$B$6:$B$17,0),MATCH(AK831&AL831,$C$2:$V$2,0)),0))","v":475},"-",{"$f":"3.6*AV831/(4.19*(Калькулятор!$C$8-Калькулятор!$D$8))","v":40.828639618138425},{"$f":"IF(Калькулятор!$F$8<>70,INDEX($C$6:$V$17,MATCH(AM831,$B$6:$B$17,0),MATCH(AK831&AL831,$C$2:$V$2,0))*(Калькулятор!$F$8/70)^справочно!$Y$2,INDEX($C$6:$V$17,MATCH(AM831,$B$6:$B$17,0),MATCH(AK831&AL831,$C$2:$V$2,0)))","v":475.20000000000005}]
[null,null,null,null,null,null,null,null,null,null,null,null,null,null,null,null,null,null,null,null,null,null,null,null,null,null,"Конвектор внутрипольный Royal Thermo ATRIUM-110/250/1200-DG-U-BL","НС-1493337","RT-A-110/250/1200-DG-U-BL",3,5,9,13,18,21,23,110,250,1200,"DG","U","BL",{"$f":"IF((IFERROR(IF(VLOOKUP(AK832,X:Y,2,0)=TRUE,1,0),0)+IFERROR(IF(VLOOKUP(AL832,X:Y,2,0)=TRUE,1,0),0)+IFERROR(IF(VLOOKUP(AN832,X:Y,2,0)=TRUE,1,0),0)+IFERROR(IF(VLOOKUP(AO832,X:Y,2,0)=TRUE,1,0),0)+IFERROR(IF(VLOOKUP(AP832,X:Y,2,0)=TRUE,1,0),0)+IF(AND(AM832>=Калькулятор!$C$14,AM832<=Калькулятор!$E$14),1,0)+IF(OR(AND(AS832>=Калькулятор!$C$11,AS832<=IF(ISBLANK(Калькулятор!$E$11),100000,Калькулятор!$E$11)),Калькулятор!$C$11&Калькулятор!$E$11=\"\"),1,0))=7,1,0)","v":0},{"$f":"SUM(AQ$2:AQ832)","v":240},{"$f":"IF(Калькулятор!$F$8<>70,ROUND(INDEX($C$6:$V$17,MATCH(AM832,$B$6:$B$17,0),MATCH(AK832&AL832,$C$2:$V$2,0))*(Калькулятор!$F$8/70)^справочно!$Y$2,0),ROUND(INDEX($C$6:$V$17,MATCH(AM832,$B$6:$B$17,0),MATCH(AK832&AL832,$C$2:$V$2,0)),0))","v":595},"-",{"$f":"3.6*AV832/(4.19*(Калькулятор!$C$8-Калькулятор!$D$8))","v":51.130310262529832},{"$f":"IF(Калькулятор!$F$8<>70,INDEX($C$6:$V$17,MATCH(AM832,$B$6:$B$17,0),MATCH(AK832&AL832,$C$2:$V$2,0))*(Калькулятор!$F$8/70)^справочно!$Y$2,INDEX($C$6:$V$17,MATCH(AM832,$B$6:$B$17,0),MATCH(AK832&AL832,$C$2:$V$2,0)))","v":595.1}]
[null,null,null,null,null,null,null,null,null,null,null,null,null,null,null,null,null,null,null,null,null,null,null,null,null,null,"Конвектор внутрипольный Royal Thermo ATRIUM-110/250/1400-DG-U-BL","НС-1493338","RT-A-110/250/1400-DG-U-BL",3,5,9,13,18,21,23,110,250,1400,"DG","U","BL",{"$f":"IF((IFERROR(IF(VLOOKUP(AK833,X:Y,2,0)=TRUE,1,0),0)+IFERROR(IF(VLOOKUP(AL833,X:Y,2,0)=TRUE,1,0),0)+IFERROR(IF(VLOOKUP(AN833,X:Y,2,0)=TRUE,1,0),0)+IFERROR(IF(VLOOKUP(AO833,X:Y,2,0)=TRUE,1,0),0)+IFERROR(IF(VLOOKUP(AP833,X:Y,2,0)=TRUE,1,0),0)+IF(AND(AM833>=Калькулятор!$C$14,AM833<=Калькулятор!$E$14),1,0)+IF(OR(AND(AS833>=Калькулятор!$C$11,AS833<=IF(ISBLANK(Калькулятор!$E$11),100000,Калькулятор!$E$11)),Калькулятор!$C$11&Калькулятор!$E$11=\"\"),1,0))=7,1,0)","v":0},{"$f":"SUM(AQ$2:AQ833)","v":240},{"$f":"IF(Калькулятор!$F$8<>70,ROUND(INDEX($C$6:$V$17,MATCH(AM833,$B$6:$B$17,0),MATCH(AK833&AL833,$C$2:$V$2,0))*(Калькулятор!$F$8/70)^справочно!$Y$2,0),ROUND(INDEX($C$6:$V$17,MATCH(AM833,$B$6:$B$17,0),MATCH(AK833&AL833,$C$2:$V$2,0)),0))","v":714},"-",{"$f":"3.6*AV833/(4.19*(Калькулятор!$C$8-Калькулятор!$D$8))","v":61.337470167064438},{"$f":"IF(Калькулятор!$F$8<>70,INDEX($C$6:$V$17,MATCH(AM833,$B$6:$B$17,0),MATCH(AK833&AL833,$C$2:$V$2,0))*(Калькулятор!$F$8/70)^справочно!$Y$2,INDEX($C$6:$V$17,MATCH(AM833,$B$6:$B$17,0),MATCH(AK833&AL833,$C$2:$V$2,0)))","v":713.90000000000009}]
[null,null,null,null,null,null,null,null,null,null,null,null,null,null,null,null,null,null,null,null,null,null,null,null,null,null,"Конвектор внутрипольный Royal Thermo ATRIUM-110/250/1600-DG-U-BL","НС-1493339","RT-A-110/250/1600-DG-U-BL",{"$f":"SEARCH(\"-\",AC834)","v":3},{"$f":"SEARCH(\"-\",AC834,AD834+1)","v":5},{"$f":"SEARCH(\"/\",AC834)","v":9},{"$f":"SEARCH(\"/\",AC834,AF834+1)","v":13},{"$f":"SEARCH(\"-\",AC834,AE834+1)","v":18},{"$f":"SEARCH(\"-\",AC834,AH834+1)","v":21},{"$f":"SEARCH(\"-\",AC834,AI834+1)","v":23},{"$f":"MID($AC834,AE834+1,AF834-AE834-1)*1","v":110},{"$f":"MID($AC834,AF834+1,AG834-AF834-1)*1","v":250},{"$f":"MID($AC834,AG834+1,AH834-AG834-1)*1","v":1600},{"$f":"MID($AC834,AH834+1,AI834-AH834-1)","v":"DG"},{"$f":"MID($AC834,AI834+1,AJ834-AI834-1)","v":"U"},{"$f":"MID($AC834,AI834+3,LEN(AC834)-AI834-1)","v":"BL"},{"$f":"IF((IFERROR(IF(VLOOKUP(AK834,X:Y,2,0)=TRUE,1,0),0)+IFERROR(IF(VLOOKUP(AL834,X:Y,2,0)=TRUE,1,0),0)+IFERROR(IF(VLOOKUP(AN834,X:Y,2,0)=TRUE,1,0),0)+IFERROR(IF(VLOOKUP(AO834,X:Y,2,0)=TRUE,1,0),0)+IFERROR(IF(VLOOKUP(AP834,X:Y,2,0)=TRUE,1,0),0)+IF(AND(AM834>=Калькулятор!$C$14,AM834<=Калькулятор!$E$14),1,0)+IF(OR(AND(AS834>=Калькулятор!$C$11,AS834<=IF(ISBLANK(Калькулятор!$E$11),100000,Калькулятор!$E$11)),Калькулятор!$C$11&Калькулятор!$E$11=\"\"),1,0))=7,1,0)","v":0},{"$f":"SUM(AQ$2:AQ834)","v":240},{"$f":"IF(Калькулятор!$F$8<>70,ROUND(INDEX($C$6:$V$17,MATCH(AM834,$B$6:$B$17,0),MATCH(AK834&AL834,$C$2:$V$2,0))*(Калькулятор!$F$8/70)^справочно!$Y$2,0),ROUND(INDEX($C$6:$V$17,MATCH(AM834,$B$6:$B$17,0),MATCH(AK834&AL834,$C$2:$V$2,0)),0))","v":834},"-",{"$f":"3.6*AV834/(4.19*(Калькулятор!$C$8-Калькулятор!$D$8))","v":71.639140811455846},{"$f":"IF(Калькулятор!$F$8<>70,INDEX($C$6:$V$17,MATCH(AM834,$B$6:$B$17,0),MATCH(AK834&AL834,$C$2:$V$2,0))*(Калькулятор!$F$8/70)^справочно!$Y$2,INDEX($C$6:$V$17,MATCH(AM834,$B$6:$B$17,0),MATCH(AK834&AL834,$C$2:$V$2,0)))","v":833.80000000000007}]
[null,null,null,null,null,null,null,null,null,null,null,null,null,null,null,null,null,null,null,null,null,null,null,null,null,null,"Конвектор внутрипольный Royal Thermo ATRIUM-110/250/1800-DG-U-BL","НС-1493340","RT-A-110/250/1800-DG-U-BL",3,5,9,13,18,21,23,110,250,1800,"DG","U","BL",{"$f":"IF((IFERROR(IF(VLOOKUP(AK835,X:Y,2,0)=TRUE,1,0),0)+IFERROR(IF(VLOOKUP(AL835,X:Y,2,0)=TRUE,1,0),0)+IFERROR(IF(VLOOKUP(AN835,X:Y,2,0)=TRUE,1,0),0)+IFERROR(IF(VLOOKUP(AO835,X:Y,2,0)=TRUE,1,0),0)+IFERROR(IF(VLOOKUP(AP835,X:Y,2,0)=TRUE,1,0),0)+IF(AND(AM835>=Калькулятор!$C$14,AM835<=Калькулятор!$E$14),1,0)+IF(OR(AND(AS835>=Калькулятор!$C$11,AS835<=IF(ISBLANK(Калькулятор!$E$11),100000,Калькулятор!$E$11)),Калькулятор!$C$11&Калькулятор!$E$11=\"\"),1,0))=7,1,0)","v":0},{"$f":"SUM(AQ$2:AQ835)","v":240},{"$f":"IF(Калькулятор!$F$8<>70,ROUND(INDEX($C$6:$V$17,MATCH(AM835,$B$6:$B$17,0),MATCH(AK835&AL835,$C$2:$V$2,0))*(Калькулятор!$F$8/70)^справочно!$Y$2,0),ROUND(INDEX($C$6:$V$17,MATCH(AM835,$B$6:$B$17,0),MATCH(AK835&AL835,$C$2:$V$2,0)),0))","v":954},"-",{"$f":"3.6*AV835/(4.19*(Калькулятор!$C$8-Калькулятор!$D$8))","v":81.940811455847253},{"$f":"IF(Калькулятор!$F$8<>70,INDEX($C$6:$V$17,MATCH(AM835,$B$6:$B$17,0),MATCH(AK835&AL835,$C$2:$V$2,0))*(Калькулятор!$F$8/70)^справочно!$Y$2,INDEX($C$6:$V$17,MATCH(AM835,$B$6:$B$17,0),MATCH(AK835&AL835,$C$2:$V$2,0)))","v":953.7}]
[null,null,null,null,null,null,null,null,null,null,null,null,null,null,null,null,null,null,null,null,null,null,null,null,null,null,"Конвектор внутрипольный Royal Thermo ATRIUM-110/250/2000-DG-U-BL","НС-1492239","RT-A-110/250/2000-DG-U-BL",3,5,9,13,18,21,23,110,250,2000,"DG","U","BL",{"$f":"IF((IFERROR(IF(VLOOKUP(AK836,X:Y,2,0)=TRUE,1,0),0)+IFERROR(IF(VLOOKUP(AL836,X:Y,2,0)=TRUE,1,0),0)+IFERROR(IF(VLOOKUP(AN836,X:Y,2,0)=TRUE,1,0),0)+IFERROR(IF(VLOOKUP(AO836,X:Y,2,0)=TRUE,1,0),0)+IFERROR(IF(VLOOKUP(AP836,X:Y,2,0)=TRUE,1,0),0)+IF(AND(AM836>=Калькулятор!$C$14,AM836<=Калькулятор!$E$14),1,0)+IF(OR(AND(AS836>=Калькулятор!$C$11,AS836<=IF(ISBLANK(Калькулятор!$E$11),100000,Калькулятор!$E$11)),Калькулятор!$C$11&Калькулятор!$E$11=\"\"),1,0))=7,1,0)","v":0},{"$f":"SUM(AQ$2:AQ836)","v":240},{"$f":"IF(Калькулятор!$F$8<>70,ROUND(INDEX($C$6:$V$17,MATCH(AM836,$B$6:$B$17,0),MATCH(AK836&AL836,$C$2:$V$2,0))*(Калькулятор!$F$8/70)^справочно!$Y$2,0),ROUND(INDEX($C$6:$V$17,MATCH(AM836,$B$6:$B$17,0),MATCH(AK836&AL836,$C$2:$V$2,0)),0))","v":1073},"-",{"$f":"3.6*AV836/(4.19*(Калькулятор!$C$8-Калькулятор!$D$8))","v":92.147971360381845},{"$f":"IF(Калькулятор!$F$8<>70,INDEX($C$6:$V$17,MATCH(AM836,$B$6:$B$17,0),MATCH(AK836&AL836,$C$2:$V$2,0))*(Калькулятор!$F$8/70)^справочно!$Y$2,INDEX($C$6:$V$17,MATCH(AM836,$B$6:$B$17,0),MATCH(AK836&AL836,$C$2:$V$2,0)))","v":1072.5}]
[null,null,null,null,null,null,null,null,null,null,null,null,null,null,null,null,null,null,null,null,null,null,null,null,null,null,"Конвектор внутрипольный Royal Thermo ATRIUM-110/250/2200-DG-U-BL","НС-1493341","RT-A-110/250/2200-DG-U-BL",3,5,9,13,18,21,23,110,250,2200,"DG","U","BL",{"$f":"IF((IFERROR(IF(VLOOKUP(AK837,X:Y,2,0)=TRUE,1,0),0)+IFERROR(IF(VLOOKUP(AL837,X:Y,2,0)=TRUE,1,0),0)+IFERROR(IF(VLOOKUP(AN837,X:Y,2,0)=TRUE,1,0),0)+IFERROR(IF(VLOOKUP(AO837,X:Y,2,0)=TRUE,1,0),0)+IFERROR(IF(VLOOKUP(AP837,X:Y,2,0)=TRUE,1,0),0)+IF(AND(AM837>=Калькулятор!$C$14,AM837<=Калькулятор!$E$14),1,0)+IF(OR(AND(AS837>=Калькулятор!$C$11,AS837<=IF(ISBLANK(Калькулятор!$E$11),100000,Калькулятор!$E$11)),Калькулятор!$C$11&Калькулятор!$E$11=\"\"),1,0))=7,1,0)","v":0},{"$f":"SUM(AQ$2:AQ837)","v":240},{"$f":"IF(Калькулятор!$F$8<>70,ROUND(INDEX($C$6:$V$17,MATCH(AM837,$B$6:$B$17,0),MATCH(AK837&AL837,$C$2:$V$2,0))*(Калькулятор!$F$8/70)^справочно!$Y$2,0),ROUND(INDEX($C$6:$V$17,MATCH(AM837,$B$6:$B$17,0),MATCH(AK837&AL837,$C$2:$V$2,0)),0))","v":1191},"-",{"$f":"3.6*AV837/(4.19*(Калькулятор!$C$8-Калькулятор!$D$8))","v":102.35513126491648},{"$f":"IF(Калькулятор!$F$8<>70,INDEX($C$6:$V$17,MATCH(AM837,$B$6:$B$17,0),MATCH(AK837&AL837,$C$2:$V$2,0))*(Калькулятор!$F$8/70)^справочно!$Y$2,INDEX($C$6:$V$17,MATCH(AM837,$B$6:$B$17,0),MATCH(AK837&AL837,$C$2:$V$2,0)))","v":1191.3000000000002}]
[null,null,null,null,null,null,null,null,null,null,null,null,null,null,null,null,null,null,null,null,null,null,null,null,null,null,"Конвектор внутрипольный Royal Thermo ATRIUM-110/250/2400-DG-U-BL","НС-1493342","RT-A-110/250/2400-DG-U-BL",3,5,9,13,18,21,23,110,250,2400,"DG","U","BL",{"$f":"IF((IFERROR(IF(VLOOKUP(AK838,X:Y,2,0)=TRUE,1,0),0)+IFERROR(IF(VLOOKUP(AL838,X:Y,2,0)=TRUE,1,0),0)+IFERROR(IF(VLOOKUP(AN838,X:Y,2,0)=TRUE,1,0),0)+IFERROR(IF(VLOOKUP(AO838,X:Y,2,0)=TRUE,1,0),0)+IFERROR(IF(VLOOKUP(AP838,X:Y,2,0)=TRUE,1,0),0)+IF(AND(AM838>=Калькулятор!$C$14,AM838<=Калькулятор!$E$14),1,0)+IF(OR(AND(AS838>=Калькулятор!$C$11,AS838<=IF(ISBLANK(Калькулятор!$E$11),100000,Калькулятор!$E$11)),Калькулятор!$C$11&Калькулятор!$E$11=\"\"),1,0))=7,1,0)","v":0},{"$f":"SUM(AQ$2:AQ838)","v":240},{"$f":"IF(Калькулятор!$F$8<>70,ROUND(INDEX($C$6:$V$17,MATCH(AM838,$B$6:$B$17,0),MATCH(AK838&AL838,$C$2:$V$2,0))*(Калькулятор!$F$8/70)^справочно!$Y$2,0),ROUND(INDEX($C$6:$V$17,MATCH(AM838,$B$6:$B$17,0),MATCH(AK838&AL838,$C$2:$V$2,0)),0))","v":1338},"-",{"$f":"3.6*AV838/(4.19*(Калькулятор!$C$8-Калькулятор!$D$8))","v":114.92505966587112},{"$f":"IF(Калькулятор!$F$8<>70,INDEX($C$6:$V$17,MATCH(AM838,$B$6:$B$17,0),MATCH(AK838&AL838,$C$2:$V$2,0))*(Калькулятор!$F$8/70)^справочно!$Y$2,INDEX($C$6:$V$17,MATCH(AM838,$B$6:$B$17,0),MATCH(AK838&AL838,$C$2:$V$2,0)))","v":1337.6000000000001}]
[null,null,null,null,null,null,null,null,null,null,null,null,null,null,null,null,null,null,null,null,null,null,null,null,null,null,"Конвектор внутрипольный Royal Thermo ATRIUM-110/250/2600-DG-U-BL","НС-1493343","RT-A-110/250/2600-DG-U-BL",3,5,9,13,18,21,23,110,250,2600,"DG","U","BL",{"$f":"IF((IFERROR(IF(VLOOKUP(AK839,X:Y,2,0)=TRUE,1,0),0)+IFERROR(IF(VLOOKUP(AL839,X:Y,2,0)=TRUE,1,0),0)+IFERROR(IF(VLOOKUP(AN839,X:Y,2,0)=TRUE,1,0),0)+IFERROR(IF(VLOOKUP(AO839,X:Y,2,0)=TRUE,1,0),0)+IFERROR(IF(VLOOKUP(AP839,X:Y,2,0)=TRUE,1,0),0)+IF(AND(AM839>=Калькулятор!$C$14,AM839<=Калькулятор!$E$14),1,0)+IF(OR(AND(AS839>=Калькулятор!$C$11,AS839<=IF(ISBLANK(Калькулятор!$E$11),100000,Калькулятор!$E$11)),Калькулятор!$C$11&Калькулятор!$E$11=\"\"),1,0))=7,1,0)","v":0},{"$f":"SUM(AQ$2:AQ839)","v":240},{"$f":"IF(Калькулятор!$F$8<>70,ROUND(INDEX($C$6:$V$17,MATCH(AM839,$B$6:$B$17,0),MATCH(AK839&AL839,$C$2:$V$2,0))*(Калькулятор!$F$8/70)^справочно!$Y$2,0),ROUND(INDEX($C$6:$V$17,MATCH(AM839,$B$6:$B$17,0),MATCH(AK839&AL839,$C$2:$V$2,0)),0))","v":1458},"ЗО",{"$f":"3.6*AV839/(4.19*(Калькулятор!$C$8-Калькулятор!$D$8))","v":125.22673031026254},{"$f":"IF(Калькулятор!$F$8<>70,INDEX($C$6:$V$17,MATCH(AM839,$B$6:$B$17,0),MATCH(AK839&AL839,$C$2:$V$2,0))*(Калькулятор!$F$8/70)^справочно!$Y$2,INDEX($C$6:$V$17,MATCH(AM839,$B$6:$B$17,0),MATCH(AK839&AL839,$C$2:$V$2,0)))","v":1457.5000000000002}]
[null,null,null,null,null,null,null,null,null,null,null,null,null,null,null,null,null,null,null,null,null,null,null,null,null,null,"Конвектор внутрипольный Royal Thermo ATRIUM-110/250/2800-DG-U-BL","НС-1493344","RT-A-110/250/2800-DG-U-BL",3,5,9,13,18,21,23,110,250,2800,"DG","U","BL",{"$f":"IF((IFERROR(IF(VLOOKUP(AK840,X:Y,2,0)=TRUE,1,0),0)+IFERROR(IF(VLOOKUP(AL840,X:Y,2,0)=TRUE,1,0),0)+IFERROR(IF(VLOOKUP(AN840,X:Y,2,0)=TRUE,1,0),0)+IFERROR(IF(VLOOKUP(AO840,X:Y,2,0)=TRUE,1,0),0)+IFERROR(IF(VLOOKUP(AP840,X:Y,2,0)=TRUE,1,0),0)+IF(AND(AM840>=Калькулятор!$C$14,AM840<=Калькулятор!$E$14),1,0)+IF(OR(AND(AS840>=Калькулятор!$C$11,AS840<=IF(ISBLANK(Калькулятор!$E$11),100000,Калькулятор!$E$11)),Калькулятор!$C$11&Калькулятор!$E$11=\"\"),1,0))=7,1,0)","v":0},{"$f":"SUM(AQ$2:AQ840)","v":240},{"$f":"IF(Калькулятор!$F$8<>70,ROUND(INDEX($C$6:$V$17,MATCH(AM840,$B$6:$B$17,0),MATCH(AK840&AL840,$C$2:$V$2,0))*(Калькулятор!$F$8/70)^справочно!$Y$2,0),ROUND(INDEX($C$6:$V$17,MATCH(AM840,$B$6:$B$17,0),MATCH(AK840&AL840,$C$2:$V$2,0)),0))","v":1576},"ЗО",{"$f":"3.6*AV840/(4.19*(Калькулятор!$C$8-Калькулятор!$D$8))","v":135.43389021479715},{"$f":"IF(Калькулятор!$F$8<>70,INDEX($C$6:$V$17,MATCH(AM840,$B$6:$B$17,0),MATCH(AK840&AL840,$C$2:$V$2,0))*(Калькулятор!$F$8/70)^справочно!$Y$2,INDEX($C$6:$V$17,MATCH(AM840,$B$6:$B$17,0),MATCH(AK840&AL840,$C$2:$V$2,0)))","v":1576.3000000000002}]
[null,null,null,null,null,null,null,null,null,null,null,null,null,null,null,null,null,null,null,null,null,null,null,null,null,null,"Конвектор внутрипольный Royal Thermo ATRIUM-110/250/3000-DG-U-BL","НС-1493345","RT-A-110/250/3000-DG-U-BL",3,5,9,13,18,21,23,110,250,3000,"DG","U","BL",{"$f":"IF((IFERROR(IF(VLOOKUP(AK841,X:Y,2,0)=TRUE,1,0),0)+IFERROR(IF(VLOOKUP(AL841,X:Y,2,0)=TRUE,1,0),0)+IFERROR(IF(VLOOKUP(AN841,X:Y,2,0)=TRUE,1,0),0)+IFERROR(IF(VLOOKUP(AO841,X:Y,2,0)=TRUE,1,0),0)+IFERROR(IF(VLOOKUP(AP841,X:Y,2,0)=TRUE,1,0),0)+IF(AND(AM841>=Калькулятор!$C$14,AM841<=Калькулятор!$E$14),1,0)+IF(OR(AND(AS841>=Калькулятор!$C$11,AS841<=IF(ISBLANK(Калькулятор!$E$11),100000,Калькулятор!$E$11)),Калькулятор!$C$11&Калькулятор!$E$11=\"\"),1,0))=7,1,0)","v":0},{"$f":"SUM(AQ$2:AQ841)","v":240},{"$f":"IF(Калькулятор!$F$8<>70,ROUND(INDEX($C$6:$V$17,MATCH(AM841,$B$6:$B$17,0),MATCH(AK841&AL841,$C$2:$V$2,0))*(Калькулятор!$F$8/70)^справочно!$Y$2,0),ROUND(INDEX($C$6:$V$17,MATCH(AM841,$B$6:$B$17,0),MATCH(AK841&AL841,$C$2:$V$2,0)),0))","v":1695},"ЗО",{"$f":"3.6*AV841/(4.19*(Калькулятор!$C$8-Калькулятор!$D$8))","v":145.64105011933174},{"$f":"IF(Калькулятор!$F$8<>70,INDEX($C$6:$V$17,MATCH(AM841,$B$6:$B$17,0),MATCH(AK841&AL841,$C$2:$V$2,0))*(Калькулятор!$F$8/70)^справочно!$Y$2,INDEX($C$6:$V$17,MATCH(AM841,$B$6:$B$17,0),MATCH(AK841&AL841,$C$2:$V$2,0)))","v":1695.1000000000001}]
[null,null,null,null,null,null,null,null,null,null,null,null,null,null,null,null,null,null,null,null,null,null,null,null,null,null,"Конвектор внутрипольный Royal Thermo ATRIUM-110/300/800-DG-U-BL","НС-1493359","RT-A-110/300/800-DG-U-BL",3,5,9,13,17,20,22,110,300,800,"DG","U","BL",{"$f":"IF((IFERROR(IF(VLOOKUP(AK842,X:Y,2,0)=TRUE,1,0),0)+IFERROR(IF(VLOOKUP(AL842,X:Y,2,0)=TRUE,1,0),0)+IFERROR(IF(VLOOKUP(AN842,X:Y,2,0)=TRUE,1,0),0)+IFERROR(IF(VLOOKUP(AO842,X:Y,2,0)=TRUE,1,0),0)+IFERROR(IF(VLOOKUP(AP842,X:Y,2,0)=TRUE,1,0),0)+IF(AND(AM842>=Калькулятор!$C$14,AM842<=Калькулятор!$E$14),1,0)+IF(OR(AND(AS842>=Калькулятор!$C$11,AS842<=IF(ISBLANK(Калькулятор!$E$11),100000,Калькулятор!$E$11)),Калькулятор!$C$11&Калькулятор!$E$11=\"\"),1,0))=7,1,0)","v":0},{"$f":"SUM(AQ$2:AQ842)","v":240},{"$f":"IF(Калькулятор!$F$8<>70,ROUND(INDEX($C$6:$V$17,MATCH(AM842,$B$6:$B$17,0),MATCH(AK842&AL842,$C$2:$V$2,0))*(Калькулятор!$F$8/70)^справочно!$Y$2,0),ROUND(INDEX($C$6:$V$17,MATCH(AM842,$B$6:$B$17,0),MATCH(AK842&AL842,$C$2:$V$2,0)),0))","v":470},"ЗО",{"$f":"3.6*AV842/(4.19*(Калькулятор!$C$8-Калькулятор!$D$8))","v":40.356085918854419},{"$f":"IF(Калькулятор!$F$8<>70,INDEX($C$6:$V$17,MATCH(AM842,$B$6:$B$17,0),MATCH(AK842&AL842,$C$2:$V$2,0))*(Калькулятор!$F$8/70)^справочно!$Y$2,INDEX($C$6:$V$17,MATCH(AM842,$B$6:$B$17,0),MATCH(AK842&AL842,$C$2:$V$2,0)))","v":469.70000000000005}]
[null,null,null,null,null,null,null,null,null,null,null,null,null,null,null,null,null,null,null,null,null,null,null,null,null,null,"Конвектор внутрипольный Royal Thermo ATRIUM-110/300/1000-DG-U-BL","НС-1493348","RT-A-110/300/1000-DG-U-BL",3,5,9,13,18,21,23,110,300,1000,"DG","U","BL",{"$f":"IF((IFERROR(IF(VLOOKUP(AK843,X:Y,2,0)=TRUE,1,0),0)+IFERROR(IF(VLOOKUP(AL843,X:Y,2,0)=TRUE,1,0),0)+IFERROR(IF(VLOOKUP(AN843,X:Y,2,0)=TRUE,1,0),0)+IFERROR(IF(VLOOKUP(AO843,X:Y,2,0)=TRUE,1,0),0)+IFERROR(IF(VLOOKUP(AP843,X:Y,2,0)=TRUE,1,0),0)+IF(AND(AM843>=Калькулятор!$C$14,AM843<=Калькулятор!$E$14),1,0)+IF(OR(AND(AS843>=Калькулятор!$C$11,AS843<=IF(ISBLANK(Калькулятор!$E$11),100000,Калькулятор!$E$11)),Калькулятор!$C$11&Калькулятор!$E$11=\"\"),1,0))=7,1,0)","v":0},{"$f":"SUM(AQ$2:AQ843)","v":240},{"$f":"IF(Калькулятор!$F$8<>70,ROUND(INDEX($C$6:$V$17,MATCH(AM843,$B$6:$B$17,0),MATCH(AK843&AL843,$C$2:$V$2,0))*(Калькулятор!$F$8/70)^справочно!$Y$2,0),ROUND(INDEX($C$6:$V$17,MATCH(AM843,$B$6:$B$17,0),MATCH(AK843&AL843,$C$2:$V$2,0)),0))","v":605},"ЗО",{"$f":"3.6*AV843/(4.19*(Калькулятор!$C$8-Калькулятор!$D$8))","v":51.980906921241044},{"$f":"IF(Калькулятор!$F$8<>70,INDEX($C$6:$V$17,MATCH(AM843,$B$6:$B$17,0),MATCH(AK843&AL843,$C$2:$V$2,0))*(Калькулятор!$F$8/70)^справочно!$Y$2,INDEX($C$6:$V$17,MATCH(AM843,$B$6:$B$17,0),MATCH(AK843&AL843,$C$2:$V$2,0)))","v":605}]
[null,null,null,null,null,null,null,null,null,null,null,null,null,null,null,null,null,null,null,null,null,null,null,null,null,null,"Конвектор внутрипольный Royal Thermo ATRIUM-110/300/1200-DG-U-BL","НС-1493349","RT-A-110/300/1200-DG-U-BL",3,5,9,13,18,21,23,110,300,1200,"DG","U","BL",{"$f":"IF((IFERROR(IF(VLOOKUP(AK844,X:Y,2,0)=TRUE,1,0),0)+IFERROR(IF(VLOOKUP(AL844,X:Y,2,0)=TRUE,1,0),0)+IFERROR(IF(VLOOKUP(AN844,X:Y,2,0)=TRUE,1,0),0)+IFERROR(IF(VLOOKUP(AO844,X:Y,2,0)=TRUE,1,0),0)+IFERROR(IF(VLOOKUP(AP844,X:Y,2,0)=TRUE,1,0),0)+IF(AND(AM844>=Калькулятор!$C$14,AM844<=Калькулятор!$E$14),1,0)+IF(OR(AND(AS844>=Калькулятор!$C$11,AS844<=IF(ISBLANK(Калькулятор!$E$11),100000,Калькулятор!$E$11)),Калькулятор!$C$11&Калькулятор!$E$11=\"\"),1,0))=7,1,0)","v":0},{"$f":"SUM(AQ$2:AQ844)","v":240},{"$f":"IF(Калькулятор!$F$8<>70,ROUND(INDEX($C$6:$V$17,MATCH(AM844,$B$6:$B$17,0),MATCH(AK844&AL844,$C$2:$V$2,0))*(Калькулятор!$F$8/70)^справочно!$Y$2,0),ROUND(INDEX($C$6:$V$17,MATCH(AM844,$B$6:$B$17,0),MATCH(AK844&AL844,$C$2:$V$2,0)),0))","v":741},"ЗО",{"$f":"3.6*AV844/(4.19*(Калькулятор!$C$8-Калькулятор!$D$8))","v":63.700238663484491},{"$f":"IF(Калькулятор!$F$8<>70,INDEX($C$6:$V$17,MATCH(AM844,$B$6:$B$17,0),MATCH(AK844&AL844,$C$2:$V$2,0))*(Калькулятор!$F$8/70)^справочно!$Y$2,INDEX($C$6:$V$17,MATCH(AM844,$B$6:$B$17,0),MATCH(AK844&AL844,$C$2:$V$2,0)))","v":741.40000000000009}]
[null,null,null,null,null,null,null,null,null,null,null,null,null,null,null,null,null,null,null,null,null,null,null,null,null,null,"Конвектор внутрипольный Royal Thermo ATRIUM-110/300/1400-DG-U-BL","НС-1493350","RT-A-110/300/1400-DG-U-BL",3,5,9,13,18,21,23,110,300,1400,"DG","U","BL",{"$f":"IF((IFERROR(IF(VLOOKUP(AK845,X:Y,2,0)=TRUE,1,0),0)+IFERROR(IF(VLOOKUP(AL845,X:Y,2,0)=TRUE,1,0),0)+IFERROR(IF(VLOOKUP(AN845,X:Y,2,0)=TRUE,1,0),0)+IFERROR(IF(VLOOKUP(AO845,X:Y,2,0)=TRUE,1,0),0)+IFERROR(IF(VLOOKUP(AP845,X:Y,2,0)=TRUE,1,0),0)+IF(AND(AM845>=Калькулятор!$C$14,AM845<=Калькулятор!$E$14),1,0)+IF(OR(AND(AS845>=Калькулятор!$C$11,AS845<=IF(ISBLANK(Калькулятор!$E$11),100000,Калькулятор!$E$11)),Калькулятор!$C$11&Калькулятор!$E$11=\"\"),1,0))=7,1,0)","v":0},{"$f":"SUM(AQ$2:AQ845)","v":240},{"$f":"IF(Калькулятор!$F$8<>70,ROUND(INDEX($C$6:$V$17,MATCH(AM845,$B$6:$B$17,0),MATCH(AK845&AL845,$C$2:$V$2,0))*(Калькулятор!$F$8/70)^справочно!$Y$2,0),ROUND(INDEX($C$6:$V$17,MATCH(AM845,$B$6:$B$17,0),MATCH(AK845&AL845,$C$2:$V$2,0)),0))","v":877},"ЗО",{"$f":"3.6*AV845/(4.19*(Калькулятор!$C$8-Калькулятор!$D$8))","v":75.325059665871123},{"$f":"IF(Калькулятор!$F$8<>70,INDEX($C$6:$V$17,MATCH(AM845,$B$6:$B$17,0),MATCH(AK845&AL845,$C$2:$V$2,0))*(Калькулятор!$F$8/70)^справочно!$Y$2,INDEX($C$6:$V$17,MATCH(AM845,$B$6:$B$17,0),MATCH(AK845&AL845,$C$2:$V$2,0)))","v":876.7}]
[null,null,null,null,null,null,null,null,null,null,null,null,null,null,null,null,null,null,null,null,null,null,null,null,null,null,"Конвектор внутрипольный Royal Thermo ATRIUM-110/300/1600-DG-U-BL","НС-1493351","RT-A-110/300/1600-DG-U-BL",3,5,9,13,18,21,23,110,300,1600,"DG","U","BL",{"$f":"IF((IFERROR(IF(VLOOKUP(AK846,X:Y,2,0)=TRUE,1,0),0)+IFERROR(IF(VLOOKUP(AL846,X:Y,2,0)=TRUE,1,0),0)+IFERROR(IF(VLOOKUP(AN846,X:Y,2,0)=TRUE,1,0),0)+IFERROR(IF(VLOOKUP(AO846,X:Y,2,0)=TRUE,1,0),0)+IFERROR(IF(VLOOKUP(AP846,X:Y,2,0)=TRUE,1,0),0)+IF(AND(AM846>=Калькулятор!$C$14,AM846<=Калькулятор!$E$14),1,0)+IF(OR(AND(AS846>=Калькулятор!$C$11,AS846<=IF(ISBLANK(Калькулятор!$E$11),100000,Калькулятор!$E$11)),Калькулятор!$C$11&Калькулятор!$E$11=\"\"),1,0))=7,1,0)","v":0},{"$f":"SUM(AQ$2:AQ846)","v":240},{"$f":"IF(Калькулятор!$F$8<>70,ROUND(INDEX($C$6:$V$17,MATCH(AM846,$B$6:$B$17,0),MATCH(AK846&AL846,$C$2:$V$2,0))*(Калькулятор!$F$8/70)^справочно!$Y$2,0),ROUND(INDEX($C$6:$V$17,MATCH(AM846,$B$6:$B$17,0),MATCH(AK846&AL846,$C$2:$V$2,0)),0))","v":1012},"ЗО",{"$f":"3.6*AV846/(4.19*(Калькулятор!$C$8-Калькулятор!$D$8))","v":86.949880668257748},{"$f":"IF(Калькулятор!$F$8<>70,INDEX($C$6:$V$17,MATCH(AM846,$B$6:$B$17,0),MATCH(AK846&AL846,$C$2:$V$2,0))*(Калькулятор!$F$8/70)^справочно!$Y$2,INDEX($C$6:$V$17,MATCH(AM846,$B$6:$B$17,0),MATCH(AK846&AL846,$C$2:$V$2,0)))","v":1012.0000000000001}]
[null,null,null,null,null,null,null,null,null,null,null,null,null,null,null,null,null,null,null,null,null,null,null,null,null,null,"Конвектор внутрипольный Royal Thermo ATRIUM-110/300/1800-DG-U-BL","НС-1493352","RT-A-110/300/1800-DG-U-BL",3,5,9,13,18,21,23,110,300,1800,"DG","U","BL",{"$f":"IF((IFERROR(IF(VLOOKUP(AK847,X:Y,2,0)=TRUE,1,0),0)+IFERROR(IF(VLOOKUP(AL847,X:Y,2,0)=TRUE,1,0),0)+IFERROR(IF(VLOOKUP(AN847,X:Y,2,0)=TRUE,1,0),0)+IFERROR(IF(VLOOKUP(AO847,X:Y,2,0)=TRUE,1,0),0)+IFERROR(IF(VLOOKUP(AP847,X:Y,2,0)=TRUE,1,0),0)+IF(AND(AM847>=Калькулятор!$C$14,AM847<=Калькулятор!$E$14),1,0)+IF(OR(AND(AS847>=Калькулятор!$C$11,AS847<=IF(ISBLANK(Калькулятор!$E$11),100000,Калькулятор!$E$11)),Калькулятор!$C$11&Калькулятор!$E$11=\"\"),1,0))=7,1,0)","v":0},{"$f":"SUM(AQ$2:AQ847)","v":240},{"$f":"IF(Калькулятор!$F$8<>70,ROUND(INDEX($C$6:$V$17,MATCH(AM847,$B$6:$B$17,0),MATCH(AK847&AL847,$C$2:$V$2,0))*(Калькулятор!$F$8/70)^справочно!$Y$2,0),ROUND(INDEX($C$6:$V$17,MATCH(AM847,$B$6:$B$17,0),MATCH(AK847&AL847,$C$2:$V$2,0)),0))","v":1147},"ЗО",{"$f":"3.6*AV847/(4.19*(Калькулятор!$C$8-Калькулятор!$D$8))","v":98.574701670644387},{"$f":"IF(Калькулятор!$F$8<>70,INDEX($C$6:$V$17,MATCH(AM847,$B$6:$B$17,0),MATCH(AK847&AL847,$C$2:$V$2,0))*(Калькулятор!$F$8/70)^справочно!$Y$2,INDEX($C$6:$V$17,MATCH(AM847,$B$6:$B$17,0),MATCH(AK847&AL847,$C$2:$V$2,0)))","v":1147.3000000000002}]
[null,null,null,null,null,null,null,null,null,null,null,null,null,null,null,null,null,null,null,null,null,null,null,null,null,null,"Конвектор внутрипольный Royal Thermo ATRIUM-110/300/2000-DG-U-BL","НС-1493353","RT-A-110/300/2000-DG-U-BL",3,5,9,13,18,21,23,110,300,2000,"DG","U","BL",{"$f":"IF((IFERROR(IF(VLOOKUP(AK848,X:Y,2,0)=TRUE,1,0),0)+IFERROR(IF(VLOOKUP(AL848,X:Y,2,0)=TRUE,1,0),0)+IFERROR(IF(VLOOKUP(AN848,X:Y,2,0)=TRUE,1,0),0)+IFERROR(IF(VLOOKUP(AO848,X:Y,2,0)=TRUE,1,0),0)+IFERROR(IF(VLOOKUP(AP848,X:Y,2,0)=TRUE,1,0),0)+IF(AND(AM848>=Калькулятор!$C$14,AM848<=Калькулятор!$E$14),1,0)+IF(OR(AND(AS848>=Калькулятор!$C$11,AS848<=IF(ISBLANK(Калькулятор!$E$11),100000,Калькулятор!$E$11)),Калькулятор!$C$11&Калькулятор!$E$11=\"\"),1,0))=7,1,0)","v":0},{"$f":"SUM(AQ$2:AQ848)","v":240},{"$f":"IF(Калькулятор!$F$8<>70,ROUND(INDEX($C$6:$V$17,MATCH(AM848,$B$6:$B$17,0),MATCH(AK848&AL848,$C$2:$V$2,0))*(Калькулятор!$F$8/70)^справочно!$Y$2,0),ROUND(INDEX($C$6:$V$17,MATCH(AM848,$B$6:$B$17,0),MATCH(AK848&AL848,$C$2:$V$2,0)),0))","v":1284},"ЗО",{"$f":"3.6*AV848/(4.19*(Калькулятор!$C$8-Калькулятор!$D$8))","v":110.29403341288783},{"$f":"IF(Калькулятор!$F$8<>70,INDEX($C$6:$V$17,MATCH(AM848,$B$6:$B$17,0),MATCH(AK848&AL848,$C$2:$V$2,0))*(Калькулятор!$F$8/70)^справочно!$Y$2,INDEX($C$6:$V$17,MATCH(AM848,$B$6:$B$17,0),MATCH(AK848&AL848,$C$2:$V$2,0)))","v":1283.7}]
[null,null,null,null,null,null,null,null,null,null,null,null,null,null,null,null,null,null,null,null,null,null,null,null,null,null,"Конвектор внутрипольный Royal Thermo ATRIUM-110/300/2200-DG-U-BL","НС-1493354","RT-A-110/300/2200-DG-U-BL",3,5,9,13,18,21,23,110,300,2200,"DG","U","BL",{"$f":"IF((IFERROR(IF(VLOOKUP(AK849,X:Y,2,0)=TRUE,1,0),0)+IFERROR(IF(VLOOKUP(AL849,X:Y,2,0)=TRUE,1,0),0)+IFERROR(IF(VLOOKUP(AN849,X:Y,2,0)=TRUE,1,0),0)+IFERROR(IF(VLOOKUP(AO849,X:Y,2,0)=TRUE,1,0),0)+IFERROR(IF(VLOOKUP(AP849,X:Y,2,0)=TRUE,1,0),0)+IF(AND(AM849>=Калькулятор!$C$14,AM849<=Калькулятор!$E$14),1,0)+IF(OR(AND(AS849>=Калькулятор!$C$11,AS849<=IF(ISBLANK(Калькулятор!$E$11),100000,Калькулятор!$E$11)),Калькулятор!$C$11&Калькулятор!$E$11=\"\"),1,0))=7,1,0)","v":0},{"$f":"SUM(AQ$2:AQ849)","v":240},{"$f":"IF(Калькулятор!$F$8<>70,ROUND(INDEX($C$6:$V$17,MATCH(AM849,$B$6:$B$17,0),MATCH(AK849&AL849,$C$2:$V$2,0))*(Калькулятор!$F$8/70)^справочно!$Y$2,0),ROUND(INDEX($C$6:$V$17,MATCH(AM849,$B$6:$B$17,0),MATCH(AK849&AL849,$C$2:$V$2,0)),0))","v":1419},"ЗО",{"$f":"3.6*AV849/(4.19*(Калькулятор!$C$8-Калькулятор!$D$8))","v":121.91885441527445},{"$f":"IF(Калькулятор!$F$8<>70,INDEX($C$6:$V$17,MATCH(AM849,$B$6:$B$17,0),MATCH(AK849&AL849,$C$2:$V$2,0))*(Калькулятор!$F$8/70)^справочно!$Y$2,INDEX($C$6:$V$17,MATCH(AM849,$B$6:$B$17,0),MATCH(AK849&AL849,$C$2:$V$2,0)))","v":1419.0000000000002}]
[null,null,null,null,null,null,null,null,null,null,null,null,null,null,null,null,null,null,null,null,null,null,null,null,null,null,"Конвектор внутрипольный Royal Thermo ATRIUM-110/300/2400-DG-U-BL","НС-1493355","RT-A-110/300/2400-DG-U-BL",3,5,9,13,18,21,23,110,300,2400,"DG","U","BL",{"$f":"IF((IFERROR(IF(VLOOKUP(AK850,X:Y,2,0)=TRUE,1,0),0)+IFERROR(IF(VLOOKUP(AL850,X:Y,2,0)=TRUE,1,0),0)+IFERROR(IF(VLOOKUP(AN850,X:Y,2,0)=TRUE,1,0),0)+IFERROR(IF(VLOOKUP(AO850,X:Y,2,0)=TRUE,1,0),0)+IFERROR(IF(VLOOKUP(AP850,X:Y,2,0)=TRUE,1,0),0)+IF(AND(AM850>=Калькулятор!$C$14,AM850<=Калькулятор!$E$14),1,0)+IF(OR(AND(AS850>=Калькулятор!$C$11,AS850<=IF(ISBLANK(Калькулятор!$E$11),100000,Калькулятор!$E$11)),Калькулятор!$C$11&Калькулятор!$E$11=\"\"),1,0))=7,1,0)","v":0},{"$f":"SUM(AQ$2:AQ850)","v":240},{"$f":"IF(Калькулятор!$F$8<>70,ROUND(INDEX($C$6:$V$17,MATCH(AM850,$B$6:$B$17,0),MATCH(AK850&AL850,$C$2:$V$2,0))*(Калькулятор!$F$8/70)^справочно!$Y$2,0),ROUND(INDEX($C$6:$V$17,MATCH(AM850,$B$6:$B$17,0),MATCH(AK850&AL850,$C$2:$V$2,0)),0))","v":1554},"ЗО",{"$f":"3.6*AV850/(4.19*(Калькулятор!$C$8-Калькулятор!$D$8))","v":133.54367541766109},{"$f":"IF(Калькулятор!$F$8<>70,INDEX($C$6:$V$17,MATCH(AM850,$B$6:$B$17,0),MATCH(AK850&AL850,$C$2:$V$2,0))*(Калькулятор!$F$8/70)^справочно!$Y$2,INDEX($C$6:$V$17,MATCH(AM850,$B$6:$B$17,0),MATCH(AK850&AL850,$C$2:$V$2,0)))","v":1554.3000000000002}]
[null,null,null,null,null,null,null,null,null,null,null,null,null,null,null,null,null,null,null,null,null,null,null,null,null,null,"Конвектор внутрипольный Royal Thermo ATRIUM-110/300/2600-DG-U-BL","НС-1493356","RT-A-110/300/2600-DG-U-BL",3,5,9,13,18,21,23,110,300,2600,"DG","U","BL",{"$f":"IF((IFERROR(IF(VLOOKUP(AK851,X:Y,2,0)=TRUE,1,0),0)+IFERROR(IF(VLOOKUP(AL851,X:Y,2,0)=TRUE,1,0),0)+IFERROR(IF(VLOOKUP(AN851,X:Y,2,0)=TRUE,1,0),0)+IFERROR(IF(VLOOKUP(AO851,X:Y,2,0)=TRUE,1,0),0)+IFERROR(IF(VLOOKUP(AP851,X:Y,2,0)=TRUE,1,0),0)+IF(AND(AM851>=Калькулятор!$C$14,AM851<=Калькулятор!$E$14),1,0)+IF(OR(AND(AS851>=Калькулятор!$C$11,AS851<=IF(ISBLANK(Калькулятор!$E$11),100000,Калькулятор!$E$11)),Калькулятор!$C$11&Калькулятор!$E$11=\"\"),1,0))=7,1,0)","v":0},{"$f":"SUM(AQ$2:AQ851)","v":240},{"$f":"IF(Калькулятор!$F$8<>70,ROUND(INDEX($C$6:$V$17,MATCH(AM851,$B$6:$B$17,0),MATCH(AK851&AL851,$C$2:$V$2,0))*(Калькулятор!$F$8/70)^справочно!$Y$2,0),ROUND(INDEX($C$6:$V$17,MATCH(AM851,$B$6:$B$17,0),MATCH(AK851&AL851,$C$2:$V$2,0)),0))","v":1690},"ЗО",{"$f":"3.6*AV851/(4.19*(Калькулятор!$C$8-Калькулятор!$D$8))","v":145.16849642004772},{"$f":"IF(Калькулятор!$F$8<>70,INDEX($C$6:$V$17,MATCH(AM851,$B$6:$B$17,0),MATCH(AK851&AL851,$C$2:$V$2,0))*(Калькулятор!$F$8/70)^справочно!$Y$2,INDEX($C$6:$V$17,MATCH(AM851,$B$6:$B$17,0),MATCH(AK851&AL851,$C$2:$V$2,0)))","v":1689.6000000000001}]
[null,null,null,null,null,null,null,null,null,null,null,null,null,null,null,null,null,null,null,null,null,null,null,null,null,null,"Конвектор внутрипольный Royal Thermo ATRIUM-110/300/2800-DG-U-BL","НС-1493357","RT-A-110/300/2800-DG-U-BL",3,5,9,13,18,21,23,110,300,2800,"DG","U","BL",{"$f":"IF((IFERROR(IF(VLOOKUP(AK852,X:Y,2,0)=TRUE,1,0),0)+IFERROR(IF(VLOOKUP(AL852,X:Y,2,0)=TRUE,1,0),0)+IFERROR(IF(VLOOKUP(AN852,X:Y,2,0)=TRUE,1,0),0)+IFERROR(IF(VLOOKUP(AO852,X:Y,2,0)=TRUE,1,0),0)+IFERROR(IF(VLOOKUP(AP852,X:Y,2,0)=TRUE,1,0),0)+IF(AND(AM852>=Калькулятор!$C$14,AM852<=Калькулятор!$E$14),1,0)+IF(OR(AND(AS852>=Калькулятор!$C$11,AS852<=IF(ISBLANK(Калькулятор!$E$11),100000,Калькулятор!$E$11)),Калькулятор!$C$11&Калькулятор!$E$11=\"\"),1,0))=7,1,0)","v":0},{"$f":"SUM(AQ$2:AQ852)","v":240},{"$f":"IF(Калькулятор!$F$8<>70,ROUND(INDEX($C$6:$V$17,MATCH(AM852,$B$6:$B$17,0),MATCH(AK852&AL852,$C$2:$V$2,0))*(Калькулятор!$F$8/70)^справочно!$Y$2,0),ROUND(INDEX($C$6:$V$17,MATCH(AM852,$B$6:$B$17,0),MATCH(AK852&AL852,$C$2:$V$2,0)),0))","v":1825},"ЗО",{"$f":"3.6*AV852/(4.19*(Калькулятор!$C$8-Калькулятор!$D$8))","v":156.79331742243434},{"$f":"IF(Калькулятор!$F$8<>70,INDEX($C$6:$V$17,MATCH(AM852,$B$6:$B$17,0),MATCH(AK852&AL852,$C$2:$V$2,0))*(Калькулятор!$F$8/70)^справочно!$Y$2,INDEX($C$6:$V$17,MATCH(AM852,$B$6:$B$17,0),MATCH(AK852&AL852,$C$2:$V$2,0)))","v":1824.9}]
[null,null,null,null,null,null,null,null,null,null,null,null,null,null,null,null,null,null,null,null,null,null,null,null,null,null,"Конвектор внутрипольный Royal Thermo ATRIUM-110/300/3000-DG-U-BL","НС-1493358","RT-A-110/300/3000-DG-U-BL",3,5,9,13,18,21,23,110,300,3000,"DG","U","BL",{"$f":"IF((IFERROR(IF(VLOOKUP(AK853,X:Y,2,0)=TRUE,1,0),0)+IFERROR(IF(VLOOKUP(AL853,X:Y,2,0)=TRUE,1,0),0)+IFERROR(IF(VLOOKUP(AN853,X:Y,2,0)=TRUE,1,0),0)+IFERROR(IF(VLOOKUP(AO853,X:Y,2,0)=TRUE,1,0),0)+IFERROR(IF(VLOOKUP(AP853,X:Y,2,0)=TRUE,1,0),0)+IF(AND(AM853>=Калькулятор!$C$14,AM853<=Калькулятор!$E$14),1,0)+IF(OR(AND(AS853>=Калькулятор!$C$11,AS853<=IF(ISBLANK(Калькулятор!$E$11),100000,Калькулятор!$E$11)),Калькулятор!$C$11&Калькулятор!$E$11=\"\"),1,0))=7,1,0)","v":0},{"$f":"SUM(AQ$2:AQ853)","v":240},{"$f":"IF(Калькулятор!$F$8<>70,ROUND(INDEX($C$6:$V$17,MATCH(AM853,$B$6:$B$17,0),MATCH(AK853&AL853,$C$2:$V$2,0))*(Калькулятор!$F$8/70)^справочно!$Y$2,0),ROUND(INDEX($C$6:$V$17,MATCH(AM853,$B$6:$B$17,0),MATCH(AK853&AL853,$C$2:$V$2,0)),0))","v":1961},"ЗО",{"$f":"3.6*AV853/(4.19*(Калькулятор!$C$8-Калькулятор!$D$8))","v":168.51264916467781},{"$f":"IF(Калькулятор!$F$8<>70,INDEX($C$6:$V$17,MATCH(AM853,$B$6:$B$17,0),MATCH(AK853&AL853,$C$2:$V$2,0))*(Калькулятор!$F$8/70)^справочно!$Y$2,INDEX($C$6:$V$17,MATCH(AM853,$B$6:$B$17,0),MATCH(AK853&AL853,$C$2:$V$2,0)))","v":1961.3000000000002}]
[null,null,null,null,null,null,null,null,null,null,null,null,null,null,null,null,null,null,null,null,null,null,null,null,null,null,"Конвектор внутрипольный Royal Thermo ATRIUM-110/400/800-DG-U-BL","НС-1493371","RT-A-110/400/800-DG-U-BL",3,5,9,13,17,20,22,110,400,800,"DG","U","BL",{"$f":"IF((IFERROR(IF(VLOOKUP(AK854,X:Y,2,0)=TRUE,1,0),0)+IFERROR(IF(VLOOKUP(AL854,X:Y,2,0)=TRUE,1,0),0)+IFERROR(IF(VLOOKUP(AN854,X:Y,2,0)=TRUE,1,0),0)+IFERROR(IF(VLOOKUP(AO854,X:Y,2,0)=TRUE,1,0),0)+IFERROR(IF(VLOOKUP(AP854,X:Y,2,0)=TRUE,1,0),0)+IF(AND(AM854>=Калькулятор!$C$14,AM854<=Калькулятор!$E$14),1,0)+IF(OR(AND(AS854>=Калькулятор!$C$11,AS854<=IF(ISBLANK(Калькулятор!$E$11),100000,Калькулятор!$E$11)),Калькулятор!$C$11&Калькулятор!$E$11=\"\"),1,0))=7,1,0)","v":0},{"$f":"SUM(AQ$2:AQ854)","v":240},{"$f":"IF(Калькулятор!$F$8<>70,ROUND(INDEX($C$6:$V$17,MATCH(AM854,$B$6:$B$17,0),MATCH(AK854&AL854,$C$2:$V$2,0))*(Калькулятор!$F$8/70)^справочно!$Y$2,0),ROUND(INDEX($C$6:$V$17,MATCH(AM854,$B$6:$B$17,0),MATCH(AK854&AL854,$C$2:$V$2,0)),0))","v":659},"ЗО",{"$f":"3.6*AV854/(4.19*(Калькулятор!$C$8-Калькулятор!$D$8))","v":56.611933174224347},{"$f":"IF(Калькулятор!$F$8<>70,INDEX($C$6:$V$17,MATCH(AM854,$B$6:$B$17,0),MATCH(AK854&AL854,$C$2:$V$2,0))*(Калькулятор!$F$8/70)^справочно!$Y$2,INDEX($C$6:$V$17,MATCH(AM854,$B$6:$B$17,0),MATCH(AK854&AL854,$C$2:$V$2,0)))","v":658.90000000000009}]
[null,null,null,null,null,null,null,null,null,null,null,null,null,null,null,null,null,null,null,null,null,null,null,null,null,null,"Конвектор внутрипольный Royal Thermo ATRIUM-110/400/1000-DG-U-BL","НС-1493361","RT-A-110/400/1000-DG-U-BL",3,5,9,13,18,21,23,110,400,1000,"DG","U","BL",{"$f":"IF((IFERROR(IF(VLOOKUP(AK855,X:Y,2,0)=TRUE,1,0),0)+IFERROR(IF(VLOOKUP(AL855,X:Y,2,0)=TRUE,1,0),0)+IFERROR(IF(VLOOKUP(AN855,X:Y,2,0)=TRUE,1,0),0)+IFERROR(IF(VLOOKUP(AO855,X:Y,2,0)=TRUE,1,0),0)+IFERROR(IF(VLOOKUP(AP855,X:Y,2,0)=TRUE,1,0),0)+IF(AND(AM855>=Калькулятор!$C$14,AM855<=Калькулятор!$E$14),1,0)+IF(OR(AND(AS855>=Калькулятор!$C$11,AS855<=IF(ISBLANK(Калькулятор!$E$11),100000,Калькулятор!$E$11)),Калькулятор!$C$11&Калькулятор!$E$11=\"\"),1,0))=7,1,0)","v":0},{"$f":"SUM(AQ$2:AQ855)","v":240},{"$f":"IF(Калькулятор!$F$8<>70,ROUND(INDEX($C$6:$V$17,MATCH(AM855,$B$6:$B$17,0),MATCH(AK855&AL855,$C$2:$V$2,0))*(Калькулятор!$F$8/70)^справочно!$Y$2,0),ROUND(INDEX($C$6:$V$17,MATCH(AM855,$B$6:$B$17,0),MATCH(AK855&AL855,$C$2:$V$2,0)),0))","v":857},"ЗО",{"$f":"3.6*AV855/(4.19*(Калькулятор!$C$8-Калькулятор!$D$8))","v":73.623866348448686},{"$f":"IF(Калькулятор!$F$8<>70,INDEX($C$6:$V$17,MATCH(AM855,$B$6:$B$17,0),MATCH(AK855&AL855,$C$2:$V$2,0))*(Калькулятор!$F$8/70)^справочно!$Y$2,INDEX($C$6:$V$17,MATCH(AM855,$B$6:$B$17,0),MATCH(AK855&AL855,$C$2:$V$2,0)))","v":856.90000000000009}]
[null,null,null,null,null,null,null,null,null,null,null,null,null,null,null,null,null,null,null,null,null,null,null,null,null,null,"Конвектор внутрипольный Royal Thermo ATRIUM-110/400/1200-DG-U-BL","НС-1493362","RT-A-110/400/1200-DG-U-BL",3,5,9,13,18,21,23,110,400,1200,"DG","U","BL",{"$f":"IF((IFERROR(IF(VLOOKUP(AK856,X:Y,2,0)=TRUE,1,0),0)+IFERROR(IF(VLOOKUP(AL856,X:Y,2,0)=TRUE,1,0),0)+IFERROR(IF(VLOOKUP(AN856,X:Y,2,0)=TRUE,1,0),0)+IFERROR(IF(VLOOKUP(AO856,X:Y,2,0)=TRUE,1,0),0)+IFERROR(IF(VLOOKUP(AP856,X:Y,2,0)=TRUE,1,0),0)+IF(AND(AM856>=Калькулятор!$C$14,AM856<=Калькулятор!$E$14),1,0)+IF(OR(AND(AS856>=Калькулятор!$C$11,AS856<=IF(ISBLANK(Калькулятор!$E$11),100000,Калькулятор!$E$11)),Калькулятор!$C$11&Калькулятор!$E$11=\"\"),1,0))=7,1,0)","v":0},{"$f":"SUM(AQ$2:AQ856)","v":240},{"$f":"IF(Калькулятор!$F$8<>70,ROUND(INDEX($C$6:$V$17,MATCH(AM856,$B$6:$B$17,0),MATCH(AK856&AL856,$C$2:$V$2,0))*(Калькулятор!$F$8/70)^справочно!$Y$2,0),ROUND(INDEX($C$6:$V$17,MATCH(AM856,$B$6:$B$17,0),MATCH(AK856&AL856,$C$2:$V$2,0)),0))","v":1054},"ЗО",{"$f":"3.6*AV856/(4.19*(Калькулятор!$C$8-Калькулятор!$D$8))","v":90.541288782816238},{"$f":"IF(Калькулятор!$F$8<>70,INDEX($C$6:$V$17,MATCH(AM856,$B$6:$B$17,0),MATCH(AK856&AL856,$C$2:$V$2,0))*(Калькулятор!$F$8/70)^справочно!$Y$2,INDEX($C$6:$V$17,MATCH(AM856,$B$6:$B$17,0),MATCH(AK856&AL856,$C$2:$V$2,0)))","v":1053.8000000000002}]
[null,null,null,null,null,null,null,null,null,null,null,null,null,null,null,null,null,null,null,null,null,null,null,null,null,null,"Конвектор внутрипольный Royal Thermo ATRIUM-110/400/1400-DG-U-BL","НС-1493363","RT-A-110/400/1400-DG-U-BL",3,5,9,13,18,21,23,110,400,1400,"DG","U","BL",{"$f":"IF((IFERROR(IF(VLOOKUP(AK857,X:Y,2,0)=TRUE,1,0),0)+IFERROR(IF(VLOOKUP(AL857,X:Y,2,0)=TRUE,1,0),0)+IFERROR(IF(VLOOKUP(AN857,X:Y,2,0)=TRUE,1,0),0)+IFERROR(IF(VLOOKUP(AO857,X:Y,2,0)=TRUE,1,0),0)+IFERROR(IF(VLOOKUP(AP857,X:Y,2,0)=TRUE,1,0),0)+IF(AND(AM857>=Калькулятор!$C$14,AM857<=Калькулятор!$E$14),1,0)+IF(OR(AND(AS857>=Калькулятор!$C$11,AS857<=IF(ISBLANK(Калькулятор!$E$11),100000,Калькулятор!$E$11)),Калькулятор!$C$11&Калькулятор!$E$11=\"\"),1,0))=7,1,0)","v":0},{"$f":"SUM(AQ$2:AQ857)","v":240},{"$f":"IF(Калькулятор!$F$8<>70,ROUND(INDEX($C$6:$V$17,MATCH(AM857,$B$6:$B$17,0),MATCH(AK857&AL857,$C$2:$V$2,0))*(Калькулятор!$F$8/70)^справочно!$Y$2,0),ROUND(INDEX($C$6:$V$17,MATCH(AM857,$B$6:$B$17,0),MATCH(AK857&AL857,$C$2:$V$2,0)),0))","v":1251},"ЗО",{"$f":"3.6*AV857/(4.19*(Калькулятор!$C$8-Калькулятор!$D$8))","v":107.45871121718376},{"$f":"IF(Калькулятор!$F$8<>70,INDEX($C$6:$V$17,MATCH(AM857,$B$6:$B$17,0),MATCH(AK857&AL857,$C$2:$V$2,0))*(Калькулятор!$F$8/70)^справочно!$Y$2,INDEX($C$6:$V$17,MATCH(AM857,$B$6:$B$17,0),MATCH(AK857&AL857,$C$2:$V$2,0)))","v":1250.7}]
[null,null,null,null,null,null,null,null,null,null,null,null,null,null,null,null,null,null,null,null,null,null,null,null,null,null,"Конвектор внутрипольный Royal Thermo ATRIUM-110/400/1600-DG-U-BL","НС-1493364","RT-A-110/400/1600-DG-U-BL",3,5,9,13,18,21,23,110,400,1600,"DG","U","BL",{"$f":"IF((IFERROR(IF(VLOOKUP(AK858,X:Y,2,0)=TRUE,1,0),0)+IFERROR(IF(VLOOKUP(AL858,X:Y,2,0)=TRUE,1,0),0)+IFERROR(IF(VLOOKUP(AN858,X:Y,2,0)=TRUE,1,0),0)+IFERROR(IF(VLOOKUP(AO858,X:Y,2,0)=TRUE,1,0),0)+IFERROR(IF(VLOOKUP(AP858,X:Y,2,0)=TRUE,1,0),0)+IF(AND(AM858>=Калькулятор!$C$14,AM858<=Калькулятор!$E$14),1,0)+IF(OR(AND(AS858>=Калькулятор!$C$11,AS858<=IF(ISBLANK(Калькулятор!$E$11),100000,Калькулятор!$E$11)),Калькулятор!$C$11&Калькулятор!$E$11=\"\"),1,0))=7,1,0)","v":0},{"$f":"SUM(AQ$2:AQ858)","v":240},{"$f":"IF(Калькулятор!$F$8<>70,ROUND(INDEX($C$6:$V$17,MATCH(AM858,$B$6:$B$17,0),MATCH(AK858&AL858,$C$2:$V$2,0))*(Калькулятор!$F$8/70)^справочно!$Y$2,0),ROUND(INDEX($C$6:$V$17,MATCH(AM858,$B$6:$B$17,0),MATCH(AK858&AL858,$C$2:$V$2,0)),0))","v":1449},"ЗО",{"$f":"3.6*AV858/(4.19*(Калькулятор!$C$8-Калькулятор!$D$8))","v":124.47064439140811},{"$f":"IF(Калькулятор!$F$8<>70,INDEX($C$6:$V$17,MATCH(AM858,$B$6:$B$17,0),MATCH(AK858&AL858,$C$2:$V$2,0))*(Калькулятор!$F$8/70)^справочно!$Y$2,INDEX($C$6:$V$17,MATCH(AM858,$B$6:$B$17,0),MATCH(AK858&AL858,$C$2:$V$2,0)))","v":1448.7}]
[null,null,null,null,null,null,null,null,null,null,null,null,null,null,null,null,null,null,null,null,null,null,null,null,null,null,"Конвектор внутрипольный Royal Thermo ATRIUM-110/400/1800-DG-U-BL","НС-1493365","RT-A-110/400/1800-DG-U-BL",3,5,9,13,18,21,23,110,400,1800,"DG","U","BL",{"$f":"IF((IFERROR(IF(VLOOKUP(AK859,X:Y,2,0)=TRUE,1,0),0)+IFERROR(IF(VLOOKUP(AL859,X:Y,2,0)=TRUE,1,0),0)+IFERROR(IF(VLOOKUP(AN859,X:Y,2,0)=TRUE,1,0),0)+IFERROR(IF(VLOOKUP(AO859,X:Y,2,0)=TRUE,1,0),0)+IFERROR(IF(VLOOKUP(AP859,X:Y,2,0)=TRUE,1,0),0)+IF(AND(AM859>=Калькулятор!$C$14,AM859<=Калькулятор!$E$14),1,0)+IF(OR(AND(AS859>=Калькулятор!$C$11,AS859<=IF(ISBLANK(Калькулятор!$E$11),100000,Калькулятор!$E$11)),Калькулятор!$C$11&Калькулятор!$E$11=\"\"),1,0))=7,1,0)","v":0},{"$f":"SUM(AQ$2:AQ859)","v":240},{"$f":"IF(Калькулятор!$F$8<>70,ROUND(INDEX($C$6:$V$17,MATCH(AM859,$B$6:$B$17,0),MATCH(AK859&AL859,$C$2:$V$2,0))*(Калькулятор!$F$8/70)^справочно!$Y$2,0),ROUND(INDEX($C$6:$V$17,MATCH(AM859,$B$6:$B$17,0),MATCH(AK859&AL859,$C$2:$V$2,0)),0))","v":1647},"ЗО",{"$f":"3.6*AV859/(4.19*(Калькулятор!$C$8-Калькулятор!$D$8))","v":141.48257756563243},{"$f":"IF(Калькулятор!$F$8<>70,INDEX($C$6:$V$17,MATCH(AM859,$B$6:$B$17,0),MATCH(AK859&AL859,$C$2:$V$2,0))*(Калькулятор!$F$8/70)^справочно!$Y$2,INDEX($C$6:$V$17,MATCH(AM859,$B$6:$B$17,0),MATCH(AK859&AL859,$C$2:$V$2,0)))","v":1646.7}]
[null,null,null,null,null,null,null,null,null,null,null,null,null,null,null,null,null,null,null,null,null,null,null,null,null,null,"Конвектор внутрипольный Royal Thermo ATRIUM-110/400/2000-DG-U-BL","НС-1493366","RT-A-110/400/2000-DG-U-BL",3,5,9,13,18,21,23,110,400,2000,"DG","U","BL",{"$f":"IF((IFERROR(IF(VLOOKUP(AK860,X:Y,2,0)=TRUE,1,0),0)+IFERROR(IF(VLOOKUP(AL860,X:Y,2,0)=TRUE,1,0),0)+IFERROR(IF(VLOOKUP(AN860,X:Y,2,0)=TRUE,1,0),0)+IFERROR(IF(VLOOKUP(AO860,X:Y,2,0)=TRUE,1,0),0)+IFERROR(IF(VLOOKUP(AP860,X:Y,2,0)=TRUE,1,0),0)+IF(AND(AM860>=Калькулятор!$C$14,AM860<=Калькулятор!$E$14),1,0)+IF(OR(AND(AS860>=Калькулятор!$C$11,AS860<=IF(ISBLANK(Калькулятор!$E$11),100000,Калькулятор!$E$11)),Калькулятор!$C$11&Калькулятор!$E$11=\"\"),1,0))=7,1,0)","v":0},{"$f":"SUM(AQ$2:AQ860)","v":240},{"$f":"IF(Калькулятор!$F$8<>70,ROUND(INDEX($C$6:$V$17,MATCH(AM860,$B$6:$B$17,0),MATCH(AK860&AL860,$C$2:$V$2,0))*(Калькулятор!$F$8/70)^справочно!$Y$2,0),ROUND(INDEX($C$6:$V$17,MATCH(AM860,$B$6:$B$17,0),MATCH(AK860&AL860,$C$2:$V$2,0)),0))","v":1845},"ЗО",{"$f":"3.6*AV860/(4.19*(Калькулятор!$C$8-Калькулятор!$D$8))","v":158.49451073985679},{"$f":"IF(Калькулятор!$F$8<>70,INDEX($C$6:$V$17,MATCH(AM860,$B$6:$B$17,0),MATCH(AK860&AL860,$C$2:$V$2,0))*(Калькулятор!$F$8/70)^справочно!$Y$2,INDEX($C$6:$V$17,MATCH(AM860,$B$6:$B$17,0),MATCH(AK860&AL860,$C$2:$V$2,0)))","v":1844.7}]
[null,null,null,null,null,null,null,null,null,null,null,null,null,null,null,null,null,null,null,null,null,null,null,null,null,null,"Конвектор внутрипольный Royal Thermo ATRIUM-110/400/2200-DG-U-BL","НС-1492240","RT-A-110/400/2200-DG-U-BL",3,5,9,13,18,21,23,110,400,2200,"DG","U","BL",{"$f":"IF((IFERROR(IF(VLOOKUP(AK861,X:Y,2,0)=TRUE,1,0),0)+IFERROR(IF(VLOOKUP(AL861,X:Y,2,0)=TRUE,1,0),0)+IFERROR(IF(VLOOKUP(AN861,X:Y,2,0)=TRUE,1,0),0)+IFERROR(IF(VLOOKUP(AO861,X:Y,2,0)=TRUE,1,0),0)+IFERROR(IF(VLOOKUP(AP861,X:Y,2,0)=TRUE,1,0),0)+IF(AND(AM861>=Калькулятор!$C$14,AM861<=Калькулятор!$E$14),1,0)+IF(OR(AND(AS861>=Калькулятор!$C$11,AS861<=IF(ISBLANK(Калькулятор!$E$11),100000,Калькулятор!$E$11)),Калькулятор!$C$11&Калькулятор!$E$11=\"\"),1,0))=7,1,0)","v":0},{"$f":"SUM(AQ$2:AQ861)","v":240},{"$f":"IF(Калькулятор!$F$8<>70,ROUND(INDEX($C$6:$V$17,MATCH(AM861,$B$6:$B$17,0),MATCH(AK861&AL861,$C$2:$V$2,0))*(Калькулятор!$F$8/70)^справочно!$Y$2,0),ROUND(INDEX($C$6:$V$17,MATCH(AM861,$B$6:$B$17,0),MATCH(AK861&AL861,$C$2:$V$2,0)),0))","v":2042},"ЗО",{"$f":"3.6*AV861/(4.19*(Калькулятор!$C$8-Калькулятор!$D$8))","v":175.41193317422432},{"$f":"IF(Калькулятор!$F$8<>70,INDEX($C$6:$V$17,MATCH(AM861,$B$6:$B$17,0),MATCH(AK861&AL861,$C$2:$V$2,0))*(Калькулятор!$F$8/70)^справочно!$Y$2,INDEX($C$6:$V$17,MATCH(AM861,$B$6:$B$17,0),MATCH(AK861&AL861,$C$2:$V$2,0)))","v":2041.6000000000001}]
[null,null,null,null,null,null,null,null,null,null,null,null,null,null,null,null,null,null,null,null,null,null,null,null,null,null,"Конвектор внутрипольный Royal Thermo ATRIUM-110/400/2400-DG-U-BL","НС-1493367","RT-A-110/400/2400-DG-U-BL",3,5,9,13,18,21,23,110,400,2400,"DG","U","BL",{"$f":"IF((IFERROR(IF(VLOOKUP(AK862,X:Y,2,0)=TRUE,1,0),0)+IFERROR(IF(VLOOKUP(AL862,X:Y,2,0)=TRUE,1,0),0)+IFERROR(IF(VLOOKUP(AN862,X:Y,2,0)=TRUE,1,0),0)+IFERROR(IF(VLOOKUP(AO862,X:Y,2,0)=TRUE,1,0),0)+IFERROR(IF(VLOOKUP(AP862,X:Y,2,0)=TRUE,1,0),0)+IF(AND(AM862>=Калькулятор!$C$14,AM862<=Калькулятор!$E$14),1,0)+IF(OR(AND(AS862>=Калькулятор!$C$11,AS862<=IF(ISBLANK(Калькулятор!$E$11),100000,Калькулятор!$E$11)),Калькулятор!$C$11&Калькулятор!$E$11=\"\"),1,0))=7,1,0)","v":0},{"$f":"SUM(AQ$2:AQ862)","v":240},{"$f":"IF(Калькулятор!$F$8<>70,ROUND(INDEX($C$6:$V$17,MATCH(AM862,$B$6:$B$17,0),MATCH(AK862&AL862,$C$2:$V$2,0))*(Калькулятор!$F$8/70)^справочно!$Y$2,0),ROUND(INDEX($C$6:$V$17,MATCH(AM862,$B$6:$B$17,0),MATCH(AK862&AL862,$C$2:$V$2,0)),0))","v":2239},"ЗО",{"$f":"3.6*AV862/(4.19*(Калькулятор!$C$8-Калькулятор!$D$8))","v":192.32935560859187},{"$f":"IF(Калькулятор!$F$8<>70,INDEX($C$6:$V$17,MATCH(AM862,$B$6:$B$17,0),MATCH(AK862&AL862,$C$2:$V$2,0))*(Калькулятор!$F$8/70)^справочно!$Y$2,INDEX($C$6:$V$17,MATCH(AM862,$B$6:$B$17,0),MATCH(AK862&AL862,$C$2:$V$2,0)))","v":2238.5}]
[null,null,null,null,null,null,null,null,null,null,null,null,null,null,null,null,null,null,null,null,null,null,null,null,null,null,"Конвектор внутрипольный Royal Thermo ATRIUM-110/400/2600-DG-U-BL","НС-1493368","RT-A-110/400/2600-DG-U-BL",3,5,9,13,18,21,23,110,400,2600,"DG","U","BL",{"$f":"IF((IFERROR(IF(VLOOKUP(AK863,X:Y,2,0)=TRUE,1,0),0)+IFERROR(IF(VLOOKUP(AL863,X:Y,2,0)=TRUE,1,0),0)+IFERROR(IF(VLOOKUP(AN863,X:Y,2,0)=TRUE,1,0),0)+IFERROR(IF(VLOOKUP(AO863,X:Y,2,0)=TRUE,1,0),0)+IFERROR(IF(VLOOKUP(AP863,X:Y,2,0)=TRUE,1,0),0)+IF(AND(AM863>=Калькулятор!$C$14,AM863<=Калькулятор!$E$14),1,0)+IF(OR(AND(AS863>=Калькулятор!$C$11,AS863<=IF(ISBLANK(Калькулятор!$E$11),100000,Калькулятор!$E$11)),Калькулятор!$C$11&Калькулятор!$E$11=\"\"),1,0))=7,1,0)","v":0},{"$f":"SUM(AQ$2:AQ863)","v":240},{"$f":"IF(Калькулятор!$F$8<>70,ROUND(INDEX($C$6:$V$17,MATCH(AM863,$B$6:$B$17,0),MATCH(AK863&AL863,$C$2:$V$2,0))*(Калькулятор!$F$8/70)^справочно!$Y$2,0),ROUND(INDEX($C$6:$V$17,MATCH(AM863,$B$6:$B$17,0),MATCH(AK863&AL863,$C$2:$V$2,0)),0))","v":2437},"ЗО",{"$f":"3.6*AV863/(4.19*(Калькулятор!$C$8-Калькулятор!$D$8))","v":209.34128878281618},{"$f":"IF(Калькулятор!$F$8<>70,INDEX($C$6:$V$17,MATCH(AM863,$B$6:$B$17,0),MATCH(AK863&AL863,$C$2:$V$2,0))*(Калькулятор!$F$8/70)^справочно!$Y$2,INDEX($C$6:$V$17,MATCH(AM863,$B$6:$B$17,0),MATCH(AK863&AL863,$C$2:$V$2,0)))","v":2436.5}]
[null,null,null,null,null,null,null,null,null,null,null,null,null,null,null,null,null,null,null,null,null,null,null,null,null,null,"Конвектор внутрипольный Royal Thermo ATRIUM-110/400/2800-DG-U-BL","НС-1493369","RT-A-110/400/2800-DG-U-BL",3,5,9,13,18,21,23,110,400,2800,"DG","U","BL",{"$f":"IF((IFERROR(IF(VLOOKUP(AK864,X:Y,2,0)=TRUE,1,0),0)+IFERROR(IF(VLOOKUP(AL864,X:Y,2,0)=TRUE,1,0),0)+IFERROR(IF(VLOOKUP(AN864,X:Y,2,0)=TRUE,1,0),0)+IFERROR(IF(VLOOKUP(AO864,X:Y,2,0)=TRUE,1,0),0)+IFERROR(IF(VLOOKUP(AP864,X:Y,2,0)=TRUE,1,0),0)+IF(AND(AM864>=Калькулятор!$C$14,AM864<=Калькулятор!$E$14),1,0)+IF(OR(AND(AS864>=Калькулятор!$C$11,AS864<=IF(ISBLANK(Калькулятор!$E$11),100000,Калькулятор!$E$11)),Калькулятор!$C$11&Калькулятор!$E$11=\"\"),1,0))=7,1,0)","v":0},{"$f":"SUM(AQ$2:AQ864)","v":240},{"$f":"IF(Калькулятор!$F$8<>70,ROUND(INDEX($C$6:$V$17,MATCH(AM864,$B$6:$B$17,0),MATCH(AK864&AL864,$C$2:$V$2,0))*(Калькулятор!$F$8/70)^справочно!$Y$2,0),ROUND(INDEX($C$6:$V$17,MATCH(AM864,$B$6:$B$17,0),MATCH(AK864&AL864,$C$2:$V$2,0)),0))","v":2635},"ЗО",{"$f":"3.6*AV864/(4.19*(Калькулятор!$C$8-Калькулятор!$D$8))","v":226.35322195704055},{"$f":"IF(Калькулятор!$F$8<>70,INDEX($C$6:$V$17,MATCH(AM864,$B$6:$B$17,0),MATCH(AK864&AL864,$C$2:$V$2,0))*(Калькулятор!$F$8/70)^справочно!$Y$2,INDEX($C$6:$V$17,MATCH(AM864,$B$6:$B$17,0),MATCH(AK864&AL864,$C$2:$V$2,0)))","v":2634.5}]
[null,null,null,null,null,null,null,null,null,null,null,null,null,null,null,null,null,null,null,null,null,null,null,null,null,null,"Конвектор внутрипольный Royal Thermo ATRIUM-110/400/3000-DG-U-BL","НС-1493370","RT-A-110/400/3000-DG-U-BL",3,5,9,13,18,21,23,110,400,3000,"DG","U","BL",{"$f":"IF((IFERROR(IF(VLOOKUP(AK865,X:Y,2,0)=TRUE,1,0),0)+IFERROR(IF(VLOOKUP(AL865,X:Y,2,0)=TRUE,1,0),0)+IFERROR(IF(VLOOKUP(AN865,X:Y,2,0)=TRUE,1,0),0)+IFERROR(IF(VLOOKUP(AO865,X:Y,2,0)=TRUE,1,0),0)+IFERROR(IF(VLOOKUP(AP865,X:Y,2,0)=TRUE,1,0),0)+IF(AND(AM865>=Калькулятор!$C$14,AM865<=Калькулятор!$E$14),1,0)+IF(OR(AND(AS865>=Калькулятор!$C$11,AS865<=IF(ISBLANK(Калькулятор!$E$11),100000,Калькулятор!$E$11)),Калькулятор!$C$11&Калькулятор!$E$11=\"\"),1,0))=7,1,0)","v":0},{"$f":"SUM(AQ$2:AQ865)","v":240},{"$f":"IF(Калькулятор!$F$8<>70,ROUND(INDEX($C$6:$V$17,MATCH(AM865,$B$6:$B$17,0),MATCH(AK865&AL865,$C$2:$V$2,0))*(Калькулятор!$F$8/70)^справочно!$Y$2,0),ROUND(INDEX($C$6:$V$17,MATCH(AM865,$B$6:$B$17,0),MATCH(AK865&AL865,$C$2:$V$2,0)),0))","v":2831},"ЗО",{"$f":"3.6*AV865/(4.19*(Калькулятор!$C$8-Калькулятор!$D$8))","v":243.2706443914081},{"$f":"IF(Калькулятор!$F$8<>70,INDEX($C$6:$V$17,MATCH(AM865,$B$6:$B$17,0),MATCH(AK865&AL865,$C$2:$V$2,0))*(Калькулятор!$F$8/70)^справочно!$Y$2,INDEX($C$6:$V$17,MATCH(AM865,$B$6:$B$17,0),MATCH(AK865&AL865,$C$2:$V$2,0)))","v":2831.4}]
[null,null,null,null,null,null,null,null,null,null,null,null,null,null,null,null,null,null,null,null,null,null,null,null,null,null,"Конвектор внутрипольный Royal Thermo ATRIUM-150/200/800-DG-U-BL","НС-1493384","RT-A-150/200/800-DG-U-BL",3,5,9,13,17,20,22,150,200,800,"DG","U","BL",{"$f":"IF((IFERROR(IF(VLOOKUP(AK866,X:Y,2,0)=TRUE,1,0),0)+IFERROR(IF(VLOOKUP(AL866,X:Y,2,0)=TRUE,1,0),0)+IFERROR(IF(VLOOKUP(AN866,X:Y,2,0)=TRUE,1,0),0)+IFERROR(IF(VLOOKUP(AO866,X:Y,2,0)=TRUE,1,0),0)+IFERROR(IF(VLOOKUP(AP866,X:Y,2,0)=TRUE,1,0),0)+IF(AND(AM866>=Калькулятор!$C$14,AM866<=Калькулятор!$E$14),1,0)+IF(OR(AND(AS866>=Калькулятор!$C$11,AS866<=IF(ISBLANK(Калькулятор!$E$11),100000,Калькулятор!$E$11)),Калькулятор!$C$11&Калькулятор!$E$11=\"\"),1,0))=7,1,0)","v":0},{"$f":"SUM(AQ$2:AQ866)","v":240},{"$f":"IF(Калькулятор!$F$8<>70,ROUND(INDEX($C$6:$V$17,MATCH(AM866,$B$6:$B$17,0),MATCH(AK866&AL866,$C$2:$V$2,0))*(Калькулятор!$F$8/70)^справочно!$Y$2,0),ROUND(INDEX($C$6:$V$17,MATCH(AM866,$B$6:$B$17,0),MATCH(AK866&AL866,$C$2:$V$2,0)),0))","v":392},"ЗО",{"$f":"3.6*AV866/(4.19*(Калькулятор!$C$8-Калькулятор!$D$8))","v":33.64582338902148},{"$f":"IF(Калькулятор!$F$8<>70,INDEX($C$6:$V$17,MATCH(AM866,$B$6:$B$17,0),MATCH(AK866&AL866,$C$2:$V$2,0))*(Калькулятор!$F$8/70)^справочно!$Y$2,INDEX($C$6:$V$17,MATCH(AM866,$B$6:$B$17,0),MATCH(AK866&AL866,$C$2:$V$2,0)))","v":391.6}]
[null,null,null,null,null,null,null,null,null,null,null,null,null,null,null,null,null,null,null,null,null,null,null,null,null,null,"Конвектор внутрипольный Royal Thermo ATRIUM-150/200/1000-DG-U-BL","НС-1493373","RT-A-150/200/1000-DG-U-BL",3,5,9,13,18,21,23,150,200,1000,"DG","U","BL",{"$f":"IF((IFERROR(IF(VLOOKUP(AK867,X:Y,2,0)=TRUE,1,0),0)+IFERROR(IF(VLOOKUP(AL867,X:Y,2,0)=TRUE,1,0),0)+IFERROR(IF(VLOOKUP(AN867,X:Y,2,0)=TRUE,1,0),0)+IFERROR(IF(VLOOKUP(AO867,X:Y,2,0)=TRUE,1,0),0)+IFERROR(IF(VLOOKUP(AP867,X:Y,2,0)=TRUE,1,0),0)+IF(AND(AM867>=Калькулятор!$C$14,AM867<=Калькулятор!$E$14),1,0)+IF(OR(AND(AS867>=Калькулятор!$C$11,AS867<=IF(ISBLANK(Калькулятор!$E$11),100000,Калькулятор!$E$11)),Калькулятор!$C$11&Калькулятор!$E$11=\"\"),1,0))=7,1,0)","v":0},{"$f":"SUM(AQ$2:AQ867)","v":240},{"$f":"IF(Калькулятор!$F$8<>70,ROUND(INDEX($C$6:$V$17,MATCH(AM867,$B$6:$B$17,0),MATCH(AK867&AL867,$C$2:$V$2,0))*(Калькулятор!$F$8/70)^справочно!$Y$2,0),ROUND(INDEX($C$6:$V$17,MATCH(AM867,$B$6:$B$17,0),MATCH(AK867&AL867,$C$2:$V$2,0)),0))","v":536},"ЗО",{"$f":"3.6*AV867/(4.19*(Калькулятор!$C$8-Калькулятор!$D$8))","v":46.026730310262529},{"$f":"IF(Калькулятор!$F$8<>70,INDEX($C$6:$V$17,MATCH(AM867,$B$6:$B$17,0),MATCH(AK867&AL867,$C$2:$V$2,0))*(Калькулятор!$F$8/70)^справочно!$Y$2,INDEX($C$6:$V$17,MATCH(AM867,$B$6:$B$17,0),MATCH(AK867&AL867,$C$2:$V$2,0)))","v":535.70000000000005}]
[null,null,null,null,null,null,null,null,null,null,null,null,null,null,null,null,null,null,null,null,null,null,null,null,null,null,"Конвектор внутрипольный Royal Thermo ATRIUM-150/200/1200-DG-U-BL","НС-1493374","RT-A-150/200/1200-DG-U-BL",3,5,9,13,18,21,23,150,200,1200,"DG","U","BL",{"$f":"IF((IFERROR(IF(VLOOKUP(AK868,X:Y,2,0)=TRUE,1,0),0)+IFERROR(IF(VLOOKUP(AL868,X:Y,2,0)=TRUE,1,0),0)+IFERROR(IF(VLOOKUP(AN868,X:Y,2,0)=TRUE,1,0),0)+IFERROR(IF(VLOOKUP(AO868,X:Y,2,0)=TRUE,1,0),0)+IFERROR(IF(VLOOKUP(AP868,X:Y,2,0)=TRUE,1,0),0)+IF(AND(AM868>=Калькулятор!$C$14,AM868<=Калькулятор!$E$14),1,0)+IF(OR(AND(AS868>=Калькулятор!$C$11,AS868<=IF(ISBLANK(Калькулятор!$E$11),100000,Калькулятор!$E$11)),Калькулятор!$C$11&Калькулятор!$E$11=\"\"),1,0))=7,1,0)","v":0},{"$f":"SUM(AQ$2:AQ868)","v":240},{"$f":"IF(Калькулятор!$F$8<>70,ROUND(INDEX($C$6:$V$17,MATCH(AM868,$B$6:$B$17,0),MATCH(AK868&AL868,$C$2:$V$2,0))*(Калькулятор!$F$8/70)^справочно!$Y$2,0),ROUND(INDEX($C$6:$V$17,MATCH(AM868,$B$6:$B$17,0),MATCH(AK868&AL868,$C$2:$V$2,0)),0))","v":686},"ЗО",{"$f":"3.6*AV868/(4.19*(Калькулятор!$C$8-Калькулятор!$D$8))","v":58.974701670644393},{"$f":"IF(Калькулятор!$F$8<>70,INDEX($C$6:$V$17,MATCH(AM868,$B$6:$B$17,0),MATCH(AK868&AL868,$C$2:$V$2,0))*(Калькулятор!$F$8/70)^справочно!$Y$2,INDEX($C$6:$V$17,MATCH(AM868,$B$6:$B$17,0),MATCH(AK868&AL868,$C$2:$V$2,0)))","v":686.40000000000009}]
[null,null,null,null,null,null,null,null,null,null,null,null,null,null,null,null,null,null,null,null,null,null,null,null,null,null,"Конвектор внутрипольный Royal Thermo ATRIUM-150/200/1400-DG-U-BL","НС-1493375","RT-A-150/200/1400-DG-U-BL",3,5,9,13,18,21,23,150,200,1400,"DG","U","BL",{"$f":"IF((IFERROR(IF(VLOOKUP(AK869,X:Y,2,0)=TRUE,1,0),0)+IFERROR(IF(VLOOKUP(AL869,X:Y,2,0)=TRUE,1,0),0)+IFERROR(IF(VLOOKUP(AN869,X:Y,2,0)=TRUE,1,0),0)+IFERROR(IF(VLOOKUP(AO869,X:Y,2,0)=TRUE,1,0),0)+IFERROR(IF(VLOOKUP(AP869,X:Y,2,0)=TRUE,1,0),0)+IF(AND(AM869>=Калькулятор!$C$14,AM869<=Калькулятор!$E$14),1,0)+IF(OR(AND(AS869>=Калькулятор!$C$11,AS869<=IF(ISBLANK(Калькулятор!$E$11),100000,Калькулятор!$E$11)),Калькулятор!$C$11&Калькулятор!$E$11=\"\"),1,0))=7,1,0)","v":0},{"$f":"SUM(AQ$2:AQ869)","v":240},{"$f":"IF(Калькулятор!$F$8<>70,ROUND(INDEX($C$6:$V$17,MATCH(AM869,$B$6:$B$17,0),MATCH(AK869&AL869,$C$2:$V$2,0))*(Калькулятор!$F$8/70)^справочно!$Y$2,0),ROUND(INDEX($C$6:$V$17,MATCH(AM869,$B$6:$B$17,0),MATCH(AK869&AL869,$C$2:$V$2,0)),0))","v":835},"ЗО",{"$f":"3.6*AV869/(4.19*(Калькулятор!$C$8-Калькулятор!$D$8))","v":71.733651551312647},{"$f":"IF(Калькулятор!$F$8<>70,INDEX($C$6:$V$17,MATCH(AM869,$B$6:$B$17,0),MATCH(AK869&AL869,$C$2:$V$2,0))*(Калькулятор!$F$8/70)^справочно!$Y$2,INDEX($C$6:$V$17,MATCH(AM869,$B$6:$B$17,0),MATCH(AK869&AL869,$C$2:$V$2,0)))","v":834.90000000000009}]
[null,null,null,null,null,null,null,null,null,null,null,null,null,null,null,null,null,null,null,null,null,null,null,null,null,null,"Конвектор внутрипольный Royal Thermo ATRIUM-150/200/1600-DG-U-BL","НС-1493376","RT-A-150/200/1600-DG-U-BL",3,5,9,13,18,21,23,150,200,1600,"DG","U","BL",{"$f":"IF((IFERROR(IF(VLOOKUP(AK870,X:Y,2,0)=TRUE,1,0),0)+IFERROR(IF(VLOOKUP(AL870,X:Y,2,0)=TRUE,1,0),0)+IFERROR(IF(VLOOKUP(AN870,X:Y,2,0)=TRUE,1,0),0)+IFERROR(IF(VLOOKUP(AO870,X:Y,2,0)=TRUE,1,0),0)+IFERROR(IF(VLOOKUP(AP870,X:Y,2,0)=TRUE,1,0),0)+IF(AND(AM870>=Калькулятор!$C$14,AM870<=Калькулятор!$E$14),1,0)+IF(OR(AND(AS870>=Калькулятор!$C$11,AS870<=IF(ISBLANK(Калькулятор!$E$11),100000,Калькулятор!$E$11)),Калькулятор!$C$11&Калькулятор!$E$11=\"\"),1,0))=7,1,0)","v":0},{"$f":"SUM(AQ$2:AQ870)","v":240},{"$f":"IF(Калькулятор!$F$8<>70,ROUND(INDEX($C$6:$V$17,MATCH(AM870,$B$6:$B$17,0),MATCH(AK870&AL870,$C$2:$V$2,0))*(Калькулятор!$F$8/70)^справочно!$Y$2,0),ROUND(INDEX($C$6:$V$17,MATCH(AM870,$B$6:$B$17,0),MATCH(AK870&AL870,$C$2:$V$2,0)),0))","v":982},"ЗО",{"$f":"3.6*AV870/(4.19*(Калькулятор!$C$8-Калькулятор!$D$8))","v":84.3980906921241},{"$f":"IF(Калькулятор!$F$8<>70,INDEX($C$6:$V$17,MATCH(AM870,$B$6:$B$17,0),MATCH(AK870&AL870,$C$2:$V$2,0))*(Калькулятор!$F$8/70)^справочно!$Y$2,INDEX($C$6:$V$17,MATCH(AM870,$B$6:$B$17,0),MATCH(AK870&AL870,$C$2:$V$2,0)))","v":982.30000000000007}]
[null,null,null,null,null,null,null,null,null,null,null,null,null,null,null,null,null,null,null,null,null,null,null,null,null,null,"Конвектор внутрипольный Royal Thermo ATRIUM-150/200/1800-DG-U-BL","НС-1493377","RT-A-150/200/1800-DG-U-BL",3,5,9,13,18,21,23,150,200,1800,"DG","U","BL",{"$f":"IF((IFERROR(IF(VLOOKUP(AK871,X:Y,2,0)=TRUE,1,0),0)+IFERROR(IF(VLOOKUP(AL871,X:Y,2,0)=TRUE,1,0),0)+IFERROR(IF(VLOOKUP(AN871,X:Y,2,0)=TRUE,1,0),0)+IFERROR(IF(VLOOKUP(AO871,X:Y,2,0)=TRUE,1,0),0)+IFERROR(IF(VLOOKUP(AP871,X:Y,2,0)=TRUE,1,0),0)+IF(AND(AM871>=Калькулятор!$C$14,AM871<=Калькулятор!$E$14),1,0)+IF(OR(AND(AS871>=Калькулятор!$C$11,AS871<=IF(ISBLANK(Калькулятор!$E$11),100000,Калькулятор!$E$11)),Калькулятор!$C$11&Калькулятор!$E$11=\"\"),1,0))=7,1,0)","v":0},{"$f":"SUM(AQ$2:AQ871)","v":240},{"$f":"IF(Калькулятор!$F$8<>70,ROUND(INDEX($C$6:$V$17,MATCH(AM871,$B$6:$B$17,0),MATCH(AK871&AL871,$C$2:$V$2,0))*(Калькулятор!$F$8/70)^справочно!$Y$2,0),ROUND(INDEX($C$6:$V$17,MATCH(AM871,$B$6:$B$17,0),MATCH(AK871&AL871,$C$2:$V$2,0)),0))","v":1130},"ЗО",{"$f":"3.6*AV871/(4.19*(Калькулятор!$C$8-Калькулятор!$D$8))","v":97.062529832935553},{"$f":"IF(Калькулятор!$F$8<>70,INDEX($C$6:$V$17,MATCH(AM871,$B$6:$B$17,0),MATCH(AK871&AL871,$C$2:$V$2,0))*(Калькулятор!$F$8/70)^справочно!$Y$2,INDEX($C$6:$V$17,MATCH(AM871,$B$6:$B$17,0),MATCH(AK871&AL871,$C$2:$V$2,0)))","v":1129.7}]
[null,null,null,null,null,null,null,null,null,null,null,null,null,null,null,null,null,null,null,null,null,null,null,null,null,null,"Конвектор внутрипольный Royal Thermo ATRIUM-150/200/2000-DG-U-BL","НС-1493378","RT-A-150/200/2000-DG-U-BL",3,5,9,13,18,21,23,150,200,2000,"DG","U","BL",{"$f":"IF((IFERROR(IF(VLOOKUP(AK872,X:Y,2,0)=TRUE,1,0),0)+IFERROR(IF(VLOOKUP(AL872,X:Y,2,0)=TRUE,1,0),0)+IFERROR(IF(VLOOKUP(AN872,X:Y,2,0)=TRUE,1,0),0)+IFERROR(IF(VLOOKUP(AO872,X:Y,2,0)=TRUE,1,0),0)+IFERROR(IF(VLOOKUP(AP872,X:Y,2,0)=TRUE,1,0),0)+IF(AND(AM872>=Калькулятор!$C$14,AM872<=Калькулятор!$E$14),1,0)+IF(OR(AND(AS872>=Калькулятор!$C$11,AS872<=IF(ISBLANK(Калькулятор!$E$11),100000,Калькулятор!$E$11)),Калькулятор!$C$11&Калькулятор!$E$11=\"\"),1,0))=7,1,0)","v":0},{"$f":"SUM(AQ$2:AQ872)","v":240},{"$f":"IF(Калькулятор!$F$8<>70,ROUND(INDEX($C$6:$V$17,MATCH(AM872,$B$6:$B$17,0),MATCH(AK872&AL872,$C$2:$V$2,0))*(Калькулятор!$F$8/70)^справочно!$Y$2,0),ROUND(INDEX($C$6:$V$17,MATCH(AM872,$B$6:$B$17,0),MATCH(AK872&AL872,$C$2:$V$2,0)),0))","v":1278},"ЗО",{"$f":"3.6*AV872/(4.19*(Калькулятор!$C$8-Калькулятор!$D$8))","v":109.82147971360381},{"$f":"IF(Калькулятор!$F$8<>70,INDEX($C$6:$V$17,MATCH(AM872,$B$6:$B$17,0),MATCH(AK872&AL872,$C$2:$V$2,0))*(Калькулятор!$F$8/70)^справочно!$Y$2,INDEX($C$6:$V$17,MATCH(AM872,$B$6:$B$17,0),MATCH(AK872&AL872,$C$2:$V$2,0)))","v":1278.2}]
[null,null,null,null,null,null,null,null,null,null,null,null,null,null,null,null,null,null,null,null,null,null,null,null,null,null,"Конвектор внутрипольный Royal Thermo ATRIUM-150/200/2200-DG-U-BL","НС-1493379","RT-A-150/200/2200-DG-U-BL",3,5,9,13,18,21,23,150,200,2200,"DG","U","BL",{"$f":"IF((IFERROR(IF(VLOOKUP(AK873,X:Y,2,0)=TRUE,1,0),0)+IFERROR(IF(VLOOKUP(AL873,X:Y,2,0)=TRUE,1,0),0)+IFERROR(IF(VLOOKUP(AN873,X:Y,2,0)=TRUE,1,0),0)+IFERROR(IF(VLOOKUP(AO873,X:Y,2,0)=TRUE,1,0),0)+IFERROR(IF(VLOOKUP(AP873,X:Y,2,0)=TRUE,1,0),0)+IF(AND(AM873>=Калькулятор!$C$14,AM873<=Калькулятор!$E$14),1,0)+IF(OR(AND(AS873>=Калькулятор!$C$11,AS873<=IF(ISBLANK(Калькулятор!$E$11),100000,Калькулятор!$E$11)),Калькулятор!$C$11&Калькулятор!$E$11=\"\"),1,0))=7,1,0)","v":0},{"$f":"SUM(AQ$2:AQ873)","v":240},{"$f":"IF(Калькулятор!$F$8<>70,ROUND(INDEX($C$6:$V$17,MATCH(AM873,$B$6:$B$17,0),MATCH(AK873&AL873,$C$2:$V$2,0))*(Калькулятор!$F$8/70)^справочно!$Y$2,0),ROUND(INDEX($C$6:$V$17,MATCH(AM873,$B$6:$B$17,0),MATCH(AK873&AL873,$C$2:$V$2,0)),0))","v":1426},"ЗО",{"$f":"3.6*AV873/(4.19*(Калькулятор!$C$8-Калькулятор!$D$8))","v":122.48591885441527},{"$f":"IF(Калькулятор!$F$8<>70,INDEX($C$6:$V$17,MATCH(AM873,$B$6:$B$17,0),MATCH(AK873&AL873,$C$2:$V$2,0))*(Калькулятор!$F$8/70)^справочно!$Y$2,INDEX($C$6:$V$17,MATCH(AM873,$B$6:$B$17,0),MATCH(AK873&AL873,$C$2:$V$2,0)))","v":1425.6000000000001}]
[null,null,null,null,null,null,null,null,null,null,null,null,null,null,null,null,null,null,null,null,null,null,null,null,null,null,"Конвектор внутрипольный Royal Thermo ATRIUM-150/200/2400-DG-U-BL","НС-1493380","RT-A-150/200/2400-DG-U-BL",3,5,9,13,18,21,23,150,200,2400,"DG","U","BL",{"$f":"IF((IFERROR(IF(VLOOKUP(AK874,X:Y,2,0)=TRUE,1,0),0)+IFERROR(IF(VLOOKUP(AL874,X:Y,2,0)=TRUE,1,0),0)+IFERROR(IF(VLOOKUP(AN874,X:Y,2,0)=TRUE,1,0),0)+IFERROR(IF(VLOOKUP(AO874,X:Y,2,0)=TRUE,1,0),0)+IFERROR(IF(VLOOKUP(AP874,X:Y,2,0)=TRUE,1,0),0)+IF(AND(AM874>=Калькулятор!$C$14,AM874<=Калькулятор!$E$14),1,0)+IF(OR(AND(AS874>=Калькулятор!$C$11,AS874<=IF(ISBLANK(Калькулятор!$E$11),100000,Калькулятор!$E$11)),Калькулятор!$C$11&Калькулятор!$E$11=\"\"),1,0))=7,1,0)","v":0},{"$f":"SUM(AQ$2:AQ874)","v":240},{"$f":"IF(Калькулятор!$F$8<>70,ROUND(INDEX($C$6:$V$17,MATCH(AM874,$B$6:$B$17,0),MATCH(AK874&AL874,$C$2:$V$2,0))*(Калькулятор!$F$8/70)^справочно!$Y$2,0),ROUND(INDEX($C$6:$V$17,MATCH(AM874,$B$6:$B$17,0),MATCH(AK874&AL874,$C$2:$V$2,0)),0))","v":1573},"ЗО",{"$f":"3.6*AV874/(4.19*(Калькулятор!$C$8-Калькулятор!$D$8))","v":135.15035799522673},{"$f":"IF(Калькулятор!$F$8<>70,INDEX($C$6:$V$17,MATCH(AM874,$B$6:$B$17,0),MATCH(AK874&AL874,$C$2:$V$2,0))*(Калькулятор!$F$8/70)^справочно!$Y$2,INDEX($C$6:$V$17,MATCH(AM874,$B$6:$B$17,0),MATCH(AK874&AL874,$C$2:$V$2,0)))","v":1573.0000000000002}]
[null,null,null,null,null,null,null,null,null,null,null,null,null,null,null,null,null,null,null,null,null,null,null,null,null,null,"Конвектор внутрипольный Royal Thermo ATRIUM-150/200/2600-DG-U-BL","НС-1493381","RT-A-150/200/2600-DG-U-BL",3,5,9,13,18,21,23,150,200,2600,"DG","U","BL",{"$f":"IF((IFERROR(IF(VLOOKUP(AK875,X:Y,2,0)=TRUE,1,0),0)+IFERROR(IF(VLOOKUP(AL875,X:Y,2,0)=TRUE,1,0),0)+IFERROR(IF(VLOOKUP(AN875,X:Y,2,0)=TRUE,1,0),0)+IFERROR(IF(VLOOKUP(AO875,X:Y,2,0)=TRUE,1,0),0)+IFERROR(IF(VLOOKUP(AP875,X:Y,2,0)=TRUE,1,0),0)+IF(AND(AM875>=Калькулятор!$C$14,AM875<=Калькулятор!$E$14),1,0)+IF(OR(AND(AS875>=Калькулятор!$C$11,AS875<=IF(ISBLANK(Калькулятор!$E$11),100000,Калькулятор!$E$11)),Калькулятор!$C$11&Калькулятор!$E$11=\"\"),1,0))=7,1,0)","v":0},{"$f":"SUM(AQ$2:AQ875)","v":240},{"$f":"IF(Калькулятор!$F$8<>70,ROUND(INDEX($C$6:$V$17,MATCH(AM875,$B$6:$B$17,0),MATCH(AK875&AL875,$C$2:$V$2,0))*(Калькулятор!$F$8/70)^справочно!$Y$2,0),ROUND(INDEX($C$6:$V$17,MATCH(AM875,$B$6:$B$17,0),MATCH(AK875&AL875,$C$2:$V$2,0)),0))","v":1720},"ЗО",{"$f":"3.6*AV875/(4.19*(Калькулятор!$C$8-Калькулятор!$D$8))","v":147.81479713603818},{"$f":"IF(Калькулятор!$F$8<>70,INDEX($C$6:$V$17,MATCH(AM875,$B$6:$B$17,0),MATCH(AK875&AL875,$C$2:$V$2,0))*(Калькулятор!$F$8/70)^справочно!$Y$2,INDEX($C$6:$V$17,MATCH(AM875,$B$6:$B$17,0),MATCH(AK875&AL875,$C$2:$V$2,0)))","v":1720.4}]
[null,null,null,null,null,null,null,null,null,null,null,null,null,null,null,null,null,null,null,null,null,null,null,null,null,null,"Конвектор внутрипольный Royal Thermo ATRIUM-150/200/2800-DG-U-BL","НС-1493382","RT-A-150/200/2800-DG-U-BL",3,5,9,13,18,21,23,150,200,2800,"DG","U","BL",{"$f":"IF((IFERROR(IF(VLOOKUP(AK876,X:Y,2,0)=TRUE,1,0),0)+IFERROR(IF(VLOOKUP(AL876,X:Y,2,0)=TRUE,1,0),0)+IFERROR(IF(VLOOKUP(AN876,X:Y,2,0)=TRUE,1,0),0)+IFERROR(IF(VLOOKUP(AO876,X:Y,2,0)=TRUE,1,0),0)+IFERROR(IF(VLOOKUP(AP876,X:Y,2,0)=TRUE,1,0),0)+IF(AND(AM876>=Калькулятор!$C$14,AM876<=Калькулятор!$E$14),1,0)+IF(OR(AND(AS876>=Калькулятор!$C$11,AS876<=IF(ISBLANK(Калькулятор!$E$11),100000,Калькулятор!$E$11)),Калькулятор!$C$11&Калькулятор!$E$11=\"\"),1,0))=7,1,0)","v":0},{"$f":"SUM(AQ$2:AQ876)","v":240},{"$f":"IF(Калькулятор!$F$8<>70,ROUND(INDEX($C$6:$V$17,MATCH(AM876,$B$6:$B$17,0),MATCH(AK876&AL876,$C$2:$V$2,0))*(Калькулятор!$F$8/70)^справочно!$Y$2,0),ROUND(INDEX($C$6:$V$17,MATCH(AM876,$B$6:$B$17,0),MATCH(AK876&AL876,$C$2:$V$2,0)),0))","v":1869},"ЗО",{"$f":"3.6*AV876/(4.19*(Калькулятор!$C$8-Калькулятор!$D$8))","v":160.57374701670645},{"$f":"IF(Калькулятор!$F$8<>70,INDEX($C$6:$V$17,MATCH(AM876,$B$6:$B$17,0),MATCH(AK876&AL876,$C$2:$V$2,0))*(Калькулятор!$F$8/70)^справочно!$Y$2,INDEX($C$6:$V$17,MATCH(AM876,$B$6:$B$17,0),MATCH(AK876&AL876,$C$2:$V$2,0)))","v":1868.9}]
[null,null,null,null,null,null,null,null,null,null,null,null,null,null,null,null,null,null,null,null,null,null,null,null,null,null,"Конвектор внутрипольный Royal Thermo ATRIUM-150/200/3000-DG-U-BL","НС-1493383","RT-A-150/200/3000-DG-U-BL",3,5,9,13,18,21,23,150,200,3000,"DG","U","BL",{"$f":"IF((IFERROR(IF(VLOOKUP(AK877,X:Y,2,0)=TRUE,1,0),0)+IFERROR(IF(VLOOKUP(AL877,X:Y,2,0)=TRUE,1,0),0)+IFERROR(IF(VLOOKUP(AN877,X:Y,2,0)=TRUE,1,0),0)+IFERROR(IF(VLOOKUP(AO877,X:Y,2,0)=TRUE,1,0),0)+IFERROR(IF(VLOOKUP(AP877,X:Y,2,0)=TRUE,1,0),0)+IF(AND(AM877>=Калькулятор!$C$14,AM877<=Калькулятор!$E$14),1,0)+IF(OR(AND(AS877>=Калькулятор!$C$11,AS877<=IF(ISBLANK(Калькулятор!$E$11),100000,Калькулятор!$E$11)),Калькулятор!$C$11&Калькулятор!$E$11=\"\"),1,0))=7,1,0)","v":0},{"$f":"SUM(AQ$2:AQ877)","v":240},{"$f":"IF(Калькулятор!$F$8<>70,ROUND(INDEX($C$6:$V$17,MATCH(AM877,$B$6:$B$17,0),MATCH(AK877&AL877,$C$2:$V$2,0))*(Калькулятор!$F$8/70)^справочно!$Y$2,0),ROUND(INDEX($C$6:$V$17,MATCH(AM877,$B$6:$B$17,0),MATCH(AK877&AL877,$C$2:$V$2,0)),0))","v":2016},"ЗО",{"$f":"3.6*AV877/(4.19*(Калькулятор!$C$8-Калькулятор!$D$8))","v":173.2381861575179},{"$f":"IF(Калькулятор!$F$8<>70,INDEX($C$6:$V$17,MATCH(AM877,$B$6:$B$17,0),MATCH(AK877&AL877,$C$2:$V$2,0))*(Калькулятор!$F$8/70)^справочно!$Y$2,INDEX($C$6:$V$17,MATCH(AM877,$B$6:$B$17,0),MATCH(AK877&AL877,$C$2:$V$2,0)))","v":2016.3000000000002}]
[null,null,null,null,null,null,null,null,null,null,null,null,null,null,null,null,null,null,null,null,null,null,null,null,null,null,"Конвектор внутрипольный Royal Thermo ATRIUM-150/250/800-DG-U-BL","НС-1493397","RT-A-150/250/800-DG-U-BL",3,5,9,13,17,20,22,150,250,800,"DG","U","BL",{"$f":"IF((IFERROR(IF(VLOOKUP(AK878,X:Y,2,0)=TRUE,1,0),0)+IFERROR(IF(VLOOKUP(AL878,X:Y,2,0)=TRUE,1,0),0)+IFERROR(IF(VLOOKUP(AN878,X:Y,2,0)=TRUE,1,0),0)+IFERROR(IF(VLOOKUP(AO878,X:Y,2,0)=TRUE,1,0),0)+IFERROR(IF(VLOOKUP(AP878,X:Y,2,0)=TRUE,1,0),0)+IF(AND(AM878>=Калькулятор!$C$14,AM878<=Калькулятор!$E$14),1,0)+IF(OR(AND(AS878>=Калькулятор!$C$11,AS878<=IF(ISBLANK(Калькулятор!$E$11),100000,Калькулятор!$E$11)),Калькулятор!$C$11&Калькулятор!$E$11=\"\"),1,0))=7,1,0)","v":0},{"$f":"SUM(AQ$2:AQ878)","v":240},{"$f":"IF(Калькулятор!$F$8<>70,ROUND(INDEX($C$6:$V$17,MATCH(AM878,$B$6:$B$17,0),MATCH(AK878&AL878,$C$2:$V$2,0))*(Калькулятор!$F$8/70)^справочно!$Y$2,0),ROUND(INDEX($C$6:$V$17,MATCH(AM878,$B$6:$B$17,0),MATCH(AK878&AL878,$C$2:$V$2,0)),0))","v":503},"ЗО",{"$f":"3.6*AV878/(4.19*(Калькулятор!$C$8-Калькулятор!$D$8))","v":43.19140811455847},{"$f":"IF(Калькулятор!$F$8<>70,INDEX($C$6:$V$17,MATCH(AM878,$B$6:$B$17,0),MATCH(AK878&AL878,$C$2:$V$2,0))*(Калькулятор!$F$8/70)^справочно!$Y$2,INDEX($C$6:$V$17,MATCH(AM878,$B$6:$B$17,0),MATCH(AK878&AL878,$C$2:$V$2,0)))","v":502.70000000000005}]
[null,null,null,null,null,null,null,null,null,null,null,null,null,null,null,null,null,null,null,null,null,null,null,null,null,null,"Конвектор внутрипольный Royal Thermo ATRIUM-150/250/1000-DG-U-BL","НС-1493386","RT-A-150/250/1000-DG-U-BL",3,5,9,13,18,21,23,150,250,1000,"DG","U","BL",{"$f":"IF((IFERROR(IF(VLOOKUP(AK879,X:Y,2,0)=TRUE,1,0),0)+IFERROR(IF(VLOOKUP(AL879,X:Y,2,0)=TRUE,1,0),0)+IFERROR(IF(VLOOKUP(AN879,X:Y,2,0)=TRUE,1,0),0)+IFERROR(IF(VLOOKUP(AO879,X:Y,2,0)=TRUE,1,0),0)+IFERROR(IF(VLOOKUP(AP879,X:Y,2,0)=TRUE,1,0),0)+IF(AND(AM879>=Калькулятор!$C$14,AM879<=Калькулятор!$E$14),1,0)+IF(OR(AND(AS879>=Калькулятор!$C$11,AS879<=IF(ISBLANK(Калькулятор!$E$11),100000,Калькулятор!$E$11)),Калькулятор!$C$11&Калькулятор!$E$11=\"\"),1,0))=7,1,0)","v":0},{"$f":"SUM(AQ$2:AQ879)","v":240},{"$f":"IF(Калькулятор!$F$8<>70,ROUND(INDEX($C$6:$V$17,MATCH(AM879,$B$6:$B$17,0),MATCH(AK879&AL879,$C$2:$V$2,0))*(Калькулятор!$F$8/70)^справочно!$Y$2,0),ROUND(INDEX($C$6:$V$17,MATCH(AM879,$B$6:$B$17,0),MATCH(AK879&AL879,$C$2:$V$2,0)),0))","v":671},"ЗО",{"$f":"3.6*AV879/(4.19*(Калькулятор!$C$8-Калькулятор!$D$8))","v":57.651551312649154},{"$f":"IF(Калькулятор!$F$8<>70,INDEX($C$6:$V$17,MATCH(AM879,$B$6:$B$17,0),MATCH(AK879&AL879,$C$2:$V$2,0))*(Калькулятор!$F$8/70)^справочно!$Y$2,INDEX($C$6:$V$17,MATCH(AM879,$B$6:$B$17,0),MATCH(AK879&AL879,$C$2:$V$2,0)))","v":671}]
[null,null,null,null,null,null,null,null,null,null,null,null,null,null,null,null,null,null,null,null,null,null,null,null,null,null,"Конвектор внутрипольный Royal Thermo ATRIUM-150/250/1200-DG-U-BL","НС-1493387","RT-A-150/250/1200-DG-U-BL",3,5,9,13,18,21,23,150,250,1200,"DG","U","BL",{"$f":"IF((IFERROR(IF(VLOOKUP(AK880,X:Y,2,0)=TRUE,1,0),0)+IFERROR(IF(VLOOKUP(AL880,X:Y,2,0)=TRUE,1,0),0)+IFERROR(IF(VLOOKUP(AN880,X:Y,2,0)=TRUE,1,0),0)+IFERROR(IF(VLOOKUP(AO880,X:Y,2,0)=TRUE,1,0),0)+IFERROR(IF(VLOOKUP(AP880,X:Y,2,0)=TRUE,1,0),0)+IF(AND(AM880>=Калькулятор!$C$14,AM880<=Калькулятор!$E$14),1,0)+IF(OR(AND(AS880>=Калькулятор!$C$11,AS880<=IF(ISBLANK(Калькулятор!$E$11),100000,Калькулятор!$E$11)),Калькулятор!$C$11&Калькулятор!$E$11=\"\"),1,0))=7,1,0)","v":0},{"$f":"SUM(AQ$2:AQ880)","v":240},{"$f":"IF(Калькулятор!$F$8<>70,ROUND(INDEX($C$6:$V$17,MATCH(AM880,$B$6:$B$17,0),MATCH(AK880&AL880,$C$2:$V$2,0))*(Калькулятор!$F$8/70)^справочно!$Y$2,0),ROUND(INDEX($C$6:$V$17,MATCH(AM880,$B$6:$B$17,0),MATCH(AK880&AL880,$C$2:$V$2,0)),0))","v":839},"ЗО",{"$f":"3.6*AV880/(4.19*(Калькулятор!$C$8-Калькулятор!$D$8))","v":72.111694510739852},{"$f":"IF(Калькулятор!$F$8<>70,INDEX($C$6:$V$17,MATCH(AM880,$B$6:$B$17,0),MATCH(AK880&AL880,$C$2:$V$2,0))*(Калькулятор!$F$8/70)^справочно!$Y$2,INDEX($C$6:$V$17,MATCH(AM880,$B$6:$B$17,0),MATCH(AK880&AL880,$C$2:$V$2,0)))","v":839.30000000000007}]
[null,null,null,null,null,null,null,null,null,null,null,null,null,null,null,null,null,null,null,null,null,null,null,null,null,null,"Конвектор внутрипольный Royal Thermo ATRIUM-150/250/1400-DG-U-BL","НС-1493388","RT-A-150/250/1400-DG-U-BL",3,5,9,13,18,21,23,150,250,1400,"DG","U","BL",{"$f":"IF((IFERROR(IF(VLOOKUP(AK881,X:Y,2,0)=TRUE,1,0),0)+IFERROR(IF(VLOOKUP(AL881,X:Y,2,0)=TRUE,1,0),0)+IFERROR(IF(VLOOKUP(AN881,X:Y,2,0)=TRUE,1,0),0)+IFERROR(IF(VLOOKUP(AO881,X:Y,2,0)=TRUE,1,0),0)+IFERROR(IF(VLOOKUP(AP881,X:Y,2,0)=TRUE,1,0),0)+IF(AND(AM881>=Калькулятор!$C$14,AM881<=Калькулятор!$E$14),1,0)+IF(OR(AND(AS881>=Калькулятор!$C$11,AS881<=IF(ISBLANK(Калькулятор!$E$11),100000,Калькулятор!$E$11)),Калькулятор!$C$11&Калькулятор!$E$11=\"\"),1,0))=7,1,0)","v":0},{"$f":"SUM(AQ$2:AQ881)","v":240},{"$f":"IF(Калькулятор!$F$8<>70,ROUND(INDEX($C$6:$V$17,MATCH(AM881,$B$6:$B$17,0),MATCH(AK881&AL881,$C$2:$V$2,0))*(Калькулятор!$F$8/70)^справочно!$Y$2,0),ROUND(INDEX($C$6:$V$17,MATCH(AM881,$B$6:$B$17,0),MATCH(AK881&AL881,$C$2:$V$2,0)),0))","v":1008},"ЗО",{"$f":"3.6*AV881/(4.19*(Калькулятор!$C$8-Калькулятор!$D$8))","v":86.571837708830557},{"$f":"IF(Калькулятор!$F$8<>70,INDEX($C$6:$V$17,MATCH(AM881,$B$6:$B$17,0),MATCH(AK881&AL881,$C$2:$V$2,0))*(Калькулятор!$F$8/70)^справочно!$Y$2,INDEX($C$6:$V$17,MATCH(AM881,$B$6:$B$17,0),MATCH(AK881&AL881,$C$2:$V$2,0)))","v":1007.6000000000001}]
[null,null,null,null,null,null,null,null,null,null,null,null,null,null,null,null,null,null,null,null,null,null,null,null,null,null,"Конвектор внутрипольный Royal Thermo ATRIUM-150/250/1600-DG-U-BL","НС-1493389","RT-A-150/250/1600-DG-U-BL",3,5,9,13,18,21,23,150,250,1600,"DG","U","BL",{"$f":"IF((IFERROR(IF(VLOOKUP(AK882,X:Y,2,0)=TRUE,1,0),0)+IFERROR(IF(VLOOKUP(AL882,X:Y,2,0)=TRUE,1,0),0)+IFERROR(IF(VLOOKUP(AN882,X:Y,2,0)=TRUE,1,0),0)+IFERROR(IF(VLOOKUP(AO882,X:Y,2,0)=TRUE,1,0),0)+IFERROR(IF(VLOOKUP(AP882,X:Y,2,0)=TRUE,1,0),0)+IF(AND(AM882>=Калькулятор!$C$14,AM882<=Калькулятор!$E$14),1,0)+IF(OR(AND(AS882>=Калькулятор!$C$11,AS882<=IF(ISBLANK(Калькулятор!$E$11),100000,Калькулятор!$E$11)),Калькулятор!$C$11&Калькулятор!$E$11=\"\"),1,0))=7,1,0)","v":0},{"$f":"SUM(AQ$2:AQ882)","v":240},{"$f":"IF(Калькулятор!$F$8<>70,ROUND(INDEX($C$6:$V$17,MATCH(AM882,$B$6:$B$17,0),MATCH(AK882&AL882,$C$2:$V$2,0))*(Калькулятор!$F$8/70)^справочно!$Y$2,0),ROUND(INDEX($C$6:$V$17,MATCH(AM882,$B$6:$B$17,0),MATCH(AK882&AL882,$C$2:$V$2,0)),0))","v":1176},"ЗО",{"$f":"3.6*AV882/(4.19*(Калькулятор!$C$8-Калькулятор!$D$8))","v":101.03198090692125},{"$f":"IF(Калькулятор!$F$8<>70,INDEX($C$6:$V$17,MATCH(AM882,$B$6:$B$17,0),MATCH(AK882&AL882,$C$2:$V$2,0))*(Калькулятор!$F$8/70)^справочно!$Y$2,INDEX($C$6:$V$17,MATCH(AM882,$B$6:$B$17,0),MATCH(AK882&AL882,$C$2:$V$2,0)))","v":1175.9000000000001}]
[null,null,null,null,null,null,null,null,null,null,null,null,null,null,null,null,null,null,null,null,null,null,null,null,null,null,"Конвектор внутрипольный Royal Thermo ATRIUM-150/250/1800-DG-U-BL","НС-1493390","RT-A-150/250/1800-DG-U-BL",3,5,9,13,18,21,23,150,250,1800,"DG","U","BL",{"$f":"IF((IFERROR(IF(VLOOKUP(AK883,X:Y,2,0)=TRUE,1,0),0)+IFERROR(IF(VLOOKUP(AL883,X:Y,2,0)=TRUE,1,0),0)+IFERROR(IF(VLOOKUP(AN883,X:Y,2,0)=TRUE,1,0),0)+IFERROR(IF(VLOOKUP(AO883,X:Y,2,0)=TRUE,1,0),0)+IFERROR(IF(VLOOKUP(AP883,X:Y,2,0)=TRUE,1,0),0)+IF(AND(AM883>=Калькулятор!$C$14,AM883<=Калькулятор!$E$14),1,0)+IF(OR(AND(AS883>=Калькулятор!$C$11,AS883<=IF(ISBLANK(Калькулятор!$E$11),100000,Калькулятор!$E$11)),Калькулятор!$C$11&Калькулятор!$E$11=\"\"),1,0))=7,1,0)","v":0},{"$f":"SUM(AQ$2:AQ883)","v":240},{"$f":"IF(Калькулятор!$F$8<>70,ROUND(INDEX($C$6:$V$17,MATCH(AM883,$B$6:$B$17,0),MATCH(AK883&AL883,$C$2:$V$2,0))*(Калькулятор!$F$8/70)^справочно!$Y$2,0),ROUND(INDEX($C$6:$V$17,MATCH(AM883,$B$6:$B$17,0),MATCH(AK883&AL883,$C$2:$V$2,0)),0))","v":1343},"ЗО",{"$f":"3.6*AV883/(4.19*(Калькулятор!$C$8-Калькулятор!$D$8))","v":115.39761336515514},{"$f":"IF(Калькулятор!$F$8<>70,INDEX($C$6:$V$17,MATCH(AM883,$B$6:$B$17,0),MATCH(AK883&AL883,$C$2:$V$2,0))*(Калькулятор!$F$8/70)^справочно!$Y$2,INDEX($C$6:$V$17,MATCH(AM883,$B$6:$B$17,0),MATCH(AK883&AL883,$C$2:$V$2,0)))","v":1343.1000000000001}]
[null,null,null,null,null,null,null,null,null,null,null,null,null,null,null,null,null,null,null,null,null,null,null,null,null,null,"Конвектор внутрипольный Royal Thermo ATRIUM-150/250/2000-DG-U-BL","НС-1493391","RT-A-150/250/2000-DG-U-BL",3,5,9,13,18,21,23,150,250,2000,"DG","U","BL",{"$f":"IF((IFERROR(IF(VLOOKUP(AK884,X:Y,2,0)=TRUE,1,0),0)+IFERROR(IF(VLOOKUP(AL884,X:Y,2,0)=TRUE,1,0),0)+IFERROR(IF(VLOOKUP(AN884,X:Y,2,0)=TRUE,1,0),0)+IFERROR(IF(VLOOKUP(AO884,X:Y,2,0)=TRUE,1,0),0)+IFERROR(IF(VLOOKUP(AP884,X:Y,2,0)=TRUE,1,0),0)+IF(AND(AM884>=Калькулятор!$C$14,AM884<=Калькулятор!$E$14),1,0)+IF(OR(AND(AS884>=Калькулятор!$C$11,AS884<=IF(ISBLANK(Калькулятор!$E$11),100000,Калькулятор!$E$11)),Калькулятор!$C$11&Калькулятор!$E$11=\"\"),1,0))=7,1,0)","v":0},{"$f":"SUM(AQ$2:AQ884)","v":240},{"$f":"IF(Калькулятор!$F$8<>70,ROUND(INDEX($C$6:$V$17,MATCH(AM884,$B$6:$B$17,0),MATCH(AK884&AL884,$C$2:$V$2,0))*(Калькулятор!$F$8/70)^справочно!$Y$2,0),ROUND(INDEX($C$6:$V$17,MATCH(AM884,$B$6:$B$17,0),MATCH(AK884&AL884,$C$2:$V$2,0)),0))","v":1513},"ЗО",{"$f":"3.6*AV884/(4.19*(Калькулятор!$C$8-Калькулятор!$D$8))","v":129.95226730310262},{"$f":"IF(Калькулятор!$F$8<>70,INDEX($C$6:$V$17,MATCH(AM884,$B$6:$B$17,0),MATCH(AK884&AL884,$C$2:$V$2,0))*(Калькулятор!$F$8/70)^справочно!$Y$2,INDEX($C$6:$V$17,MATCH(AM884,$B$6:$B$17,0),MATCH(AK884&AL884,$C$2:$V$2,0)))","v":1512.5000000000002}]
[null,null,null,null,null,null,null,null,null,null,null,null,null,null,null,null,null,null,null,null,null,null,null,null,null,null,"Конвектор внутрипольный Royal Thermo ATRIUM-150/250/2200-DG-U-BL","НС-1493392","RT-A-150/250/2200-DG-U-BL",3,5,9,13,18,21,23,150,250,2200,"DG","U","BL",{"$f":"IF((IFERROR(IF(VLOOKUP(AK885,X:Y,2,0)=TRUE,1,0),0)+IFERROR(IF(VLOOKUP(AL885,X:Y,2,0)=TRUE,1,0),0)+IFERROR(IF(VLOOKUP(AN885,X:Y,2,0)=TRUE,1,0),0)+IFERROR(IF(VLOOKUP(AO885,X:Y,2,0)=TRUE,1,0),0)+IFERROR(IF(VLOOKUP(AP885,X:Y,2,0)=TRUE,1,0),0)+IF(AND(AM885>=Калькулятор!$C$14,AM885<=Калькулятор!$E$14),1,0)+IF(OR(AND(AS885>=Калькулятор!$C$11,AS885<=IF(ISBLANK(Калькулятор!$E$11),100000,Калькулятор!$E$11)),Калькулятор!$C$11&Калькулятор!$E$11=\"\"),1,0))=7,1,0)","v":0},{"$f":"SUM(AQ$2:AQ885)","v":240},{"$f":"IF(Калькулятор!$F$8<>70,ROUND(INDEX($C$6:$V$17,MATCH(AM885,$B$6:$B$17,0),MATCH(AK885&AL885,$C$2:$V$2,0))*(Калькулятор!$F$8/70)^справочно!$Y$2,0),ROUND(INDEX($C$6:$V$17,MATCH(AM885,$B$6:$B$17,0),MATCH(AK885&AL885,$C$2:$V$2,0)),0))","v":1680},"ЗО",{"$f":"3.6*AV885/(4.19*(Калькулятор!$C$8-Калькулятор!$D$8))","v":144.31789976133649},{"$f":"IF(Калькулятор!$F$8<>70,INDEX($C$6:$V$17,MATCH(AM885,$B$6:$B$17,0),MATCH(AK885&AL885,$C$2:$V$2,0))*(Калькулятор!$F$8/70)^справочно!$Y$2,INDEX($C$6:$V$17,MATCH(AM885,$B$6:$B$17,0),MATCH(AK885&AL885,$C$2:$V$2,0)))","v":1679.7}]
[null,null,null,null,null,null,null,null,null,null,null,null,null,null,null,null,null,null,null,null,null,null,null,null,null,null,"Конвектор внутрипольный Royal Thermo ATRIUM-150/250/2400-DG-U-BL","НС-1493393","RT-A-150/250/2400-DG-U-BL",3,5,9,13,18,21,23,150,250,2400,"DG","U","BL",{"$f":"IF((IFERROR(IF(VLOOKUP(AK886,X:Y,2,0)=TRUE,1,0),0)+IFERROR(IF(VLOOKUP(AL886,X:Y,2,0)=TRUE,1,0),0)+IFERROR(IF(VLOOKUP(AN886,X:Y,2,0)=TRUE,1,0),0)+IFERROR(IF(VLOOKUP(AO886,X:Y,2,0)=TRUE,1,0),0)+IFERROR(IF(VLOOKUP(AP886,X:Y,2,0)=TRUE,1,0),0)+IF(AND(AM886>=Калькулятор!$C$14,AM886<=Калькулятор!$E$14),1,0)+IF(OR(AND(AS886>=Калькулятор!$C$11,AS886<=IF(ISBLANK(Калькулятор!$E$11),100000,Калькулятор!$E$11)),Калькулятор!$C$11&Калькулятор!$E$11=\"\"),1,0))=7,1,0)","v":0},{"$f":"SUM(AQ$2:AQ886)","v":240},{"$f":"IF(Калькулятор!$F$8<>70,ROUND(INDEX($C$6:$V$17,MATCH(AM886,$B$6:$B$17,0),MATCH(AK886&AL886,$C$2:$V$2,0))*(Калькулятор!$F$8/70)^справочно!$Y$2,0),ROUND(INDEX($C$6:$V$17,MATCH(AM886,$B$6:$B$17,0),MATCH(AK886&AL886,$C$2:$V$2,0)),0))","v":1887},"ЗО",{"$f":"3.6*AV886/(4.19*(Калькулятор!$C$8-Калькулятор!$D$8))","v":162.08591885441527},{"$f":"IF(Калькулятор!$F$8<>70,INDEX($C$6:$V$17,MATCH(AM886,$B$6:$B$17,0),MATCH(AK886&AL886,$C$2:$V$2,0))*(Калькулятор!$F$8/70)^справочно!$Y$2,INDEX($C$6:$V$17,MATCH(AM886,$B$6:$B$17,0),MATCH(AK886&AL886,$C$2:$V$2,0)))","v":1886.5000000000002}]
[null,null,null,null,null,null,null,null,null,null,null,null,null,null,null,null,null,null,null,null,null,null,null,null,null,null,"Конвектор внутрипольный Royal Thermo ATRIUM-150/250/2600-DG-U-BL","НС-1493394","RT-A-150/250/2600-DG-U-BL",3,5,9,13,18,21,23,150,250,2600,"DG","U","BL",{"$f":"IF((IFERROR(IF(VLOOKUP(AK887,X:Y,2,0)=TRUE,1,0),0)+IFERROR(IF(VLOOKUP(AL887,X:Y,2,0)=TRUE,1,0),0)+IFERROR(IF(VLOOKUP(AN887,X:Y,2,0)=TRUE,1,0),0)+IFERROR(IF(VLOOKUP(AO887,X:Y,2,0)=TRUE,1,0),0)+IFERROR(IF(VLOOKUP(AP887,X:Y,2,0)=TRUE,1,0),0)+IF(AND(AM887>=Калькулятор!$C$14,AM887<=Калькулятор!$E$14),1,0)+IF(OR(AND(AS887>=Калькулятор!$C$11,AS887<=IF(ISBLANK(Калькулятор!$E$11),100000,Калькулятор!$E$11)),Калькулятор!$C$11&Калькулятор!$E$11=\"\"),1,0))=7,1,0)","v":0},{"$f":"SUM(AQ$2:AQ887)","v":240},{"$f":"IF(Калькулятор!$F$8<>70,ROUND(INDEX($C$6:$V$17,MATCH(AM887,$B$6:$B$17,0),MATCH(AK887&AL887,$C$2:$V$2,0))*(Калькулятор!$F$8/70)^справочно!$Y$2,0),ROUND(INDEX($C$6:$V$17,MATCH(AM887,$B$6:$B$17,0),MATCH(AK887&AL887,$C$2:$V$2,0)),0))","v":2054},"ЗО",{"$f":"3.6*AV887/(4.19*(Калькулятор!$C$8-Калькулятор!$D$8))","v":176.45155131264917},{"$f":"IF(Калькулятор!$F$8<>70,INDEX($C$6:$V$17,MATCH(AM887,$B$6:$B$17,0),MATCH(AK887&AL887,$C$2:$V$2,0))*(Калькулятор!$F$8/70)^справочно!$Y$2,INDEX($C$6:$V$17,MATCH(AM887,$B$6:$B$17,0),MATCH(AK887&AL887,$C$2:$V$2,0)))","v":2053.7000000000003}]
[null,null,null,null,null,null,null,null,null,null,null,null,null,null,null,null,null,null,null,null,null,null,null,null,null,null,"Конвектор внутрипольный Royal Thermo ATRIUM-150/250/2800-DG-U-BL","НС-1493395","RT-A-150/250/2800-DG-U-BL",3,5,9,13,18,21,23,150,250,2800,"DG","U","BL",{"$f":"IF((IFERROR(IF(VLOOKUP(AK888,X:Y,2,0)=TRUE,1,0),0)+IFERROR(IF(VLOOKUP(AL888,X:Y,2,0)=TRUE,1,0),0)+IFERROR(IF(VLOOKUP(AN888,X:Y,2,0)=TRUE,1,0),0)+IFERROR(IF(VLOOKUP(AO888,X:Y,2,0)=TRUE,1,0),0)+IFERROR(IF(VLOOKUP(AP888,X:Y,2,0)=TRUE,1,0),0)+IF(AND(AM888>=Калькулятор!$C$14,AM888<=Калькулятор!$E$14),1,0)+IF(OR(AND(AS888>=Калькулятор!$C$11,AS888<=IF(ISBLANK(Калькулятор!$E$11),100000,Калькулятор!$E$11)),Калькулятор!$C$11&Калькулятор!$E$11=\"\"),1,0))=7,1,0)","v":0},{"$f":"SUM(AQ$2:AQ888)","v":240},{"$f":"IF(Калькулятор!$F$8<>70,ROUND(INDEX($C$6:$V$17,MATCH(AM888,$B$6:$B$17,0),MATCH(AK888&AL888,$C$2:$V$2,0))*(Калькулятор!$F$8/70)^справочно!$Y$2,0),ROUND(INDEX($C$6:$V$17,MATCH(AM888,$B$6:$B$17,0),MATCH(AK888&AL888,$C$2:$V$2,0)),0))","v":2223},"ЗО",{"$f":"3.6*AV888/(4.19*(Калькулятор!$C$8-Калькулятор!$D$8))","v":191.00620525059668},{"$f":"IF(Калькулятор!$F$8<>70,INDEX($C$6:$V$17,MATCH(AM888,$B$6:$B$17,0),MATCH(AK888&AL888,$C$2:$V$2,0))*(Калькулятор!$F$8/70)^справочно!$Y$2,INDEX($C$6:$V$17,MATCH(AM888,$B$6:$B$17,0),MATCH(AK888&AL888,$C$2:$V$2,0)))","v":2223.1000000000004}]
[null,null,null,null,null,null,null,null,null,null,null,null,null,null,null,null,null,null,null,null,null,null,null,null,null,null,"Конвектор внутрипольный Royal Thermo ATRIUM-150/250/3000-DG-U-BL","НС-1493396","RT-A-150/250/3000-DG-U-BL",3,5,9,13,18,21,23,150,250,3000,"DG","U","BL",{"$f":"IF((IFERROR(IF(VLOOKUP(AK889,X:Y,2,0)=TRUE,1,0),0)+IFERROR(IF(VLOOKUP(AL889,X:Y,2,0)=TRUE,1,0),0)+IFERROR(IF(VLOOKUP(AN889,X:Y,2,0)=TRUE,1,0),0)+IFERROR(IF(VLOOKUP(AO889,X:Y,2,0)=TRUE,1,0),0)+IFERROR(IF(VLOOKUP(AP889,X:Y,2,0)=TRUE,1,0),0)+IF(AND(AM889>=Калькулятор!$C$14,AM889<=Калькулятор!$E$14),1,0)+IF(OR(AND(AS889>=Калькулятор!$C$11,AS889<=IF(ISBLANK(Калькулятор!$E$11),100000,Калькулятор!$E$11)),Калькулятор!$C$11&Калькулятор!$E$11=\"\"),1,0))=7,1,0)","v":0},{"$f":"SUM(AQ$2:AQ889)","v":240},{"$f":"IF(Калькулятор!$F$8<>70,ROUND(INDEX($C$6:$V$17,MATCH(AM889,$B$6:$B$17,0),MATCH(AK889&AL889,$C$2:$V$2,0))*(Калькулятор!$F$8/70)^справочно!$Y$2,0),ROUND(INDEX($C$6:$V$17,MATCH(AM889,$B$6:$B$17,0),MATCH(AK889&AL889,$C$2:$V$2,0)),0))","v":2391},"ЗО",{"$f":"3.6*AV889/(4.19*(Калькулятор!$C$8-Калькулятор!$D$8))","v":205.46634844868734},{"$f":"IF(Калькулятор!$F$8<>70,INDEX($C$6:$V$17,MATCH(AM889,$B$6:$B$17,0),MATCH(AK889&AL889,$C$2:$V$2,0))*(Калькулятор!$F$8/70)^справочно!$Y$2,INDEX($C$6:$V$17,MATCH(AM889,$B$6:$B$17,0),MATCH(AK889&AL889,$C$2:$V$2,0)))","v":2391.4}]
[null,null,null,null,null,null,null,null,null,null,null,null,null,null,null,null,null,null,null,null,null,null,null,null,null,null,"Конвектор внутрипольный Royal Thermo ATRIUM-150/300/800-DG-U-BL","НС-1493410","RT-A-150/300/800-DG-U-BL",3,5,9,13,17,20,22,150,300,800,"DG","U","BL",{"$f":"IF((IFERROR(IF(VLOOKUP(AK890,X:Y,2,0)=TRUE,1,0),0)+IFERROR(IF(VLOOKUP(AL890,X:Y,2,0)=TRUE,1,0),0)+IFERROR(IF(VLOOKUP(AN890,X:Y,2,0)=TRUE,1,0),0)+IFERROR(IF(VLOOKUP(AO890,X:Y,2,0)=TRUE,1,0),0)+IFERROR(IF(VLOOKUP(AP890,X:Y,2,0)=TRUE,1,0),0)+IF(AND(AM890>=Калькулятор!$C$14,AM890<=Калькулятор!$E$14),1,0)+IF(OR(AND(AS890>=Калькулятор!$C$11,AS890<=IF(ISBLANK(Калькулятор!$E$11),100000,Калькулятор!$E$11)),Калькулятор!$C$11&Калькулятор!$E$11=\"\"),1,0))=7,1,0)","v":0},{"$f":"SUM(AQ$2:AQ890)","v":240},{"$f":"IF(Калькулятор!$F$8<>70,ROUND(INDEX($C$6:$V$17,MATCH(AM890,$B$6:$B$17,0),MATCH(AK890&AL890,$C$2:$V$2,0))*(Калькулятор!$F$8/70)^справочно!$Y$2,0),ROUND(INDEX($C$6:$V$17,MATCH(AM890,$B$6:$B$17,0),MATCH(AK890&AL890,$C$2:$V$2,0)),0))","v":630},"ЗО",{"$f":"3.6*AV890/(4.19*(Калькулятор!$C$8-Калькулятор!$D$8))","v":54.154653937947494},{"$f":"IF(Калькулятор!$F$8<>70,INDEX($C$6:$V$17,MATCH(AM890,$B$6:$B$17,0),MATCH(AK890&AL890,$C$2:$V$2,0))*(Калькулятор!$F$8/70)^справочно!$Y$2,INDEX($C$6:$V$17,MATCH(AM890,$B$6:$B$17,0),MATCH(AK890&AL890,$C$2:$V$2,0)))","v":630.30000000000007}]
[null,null,null,null,null,null,null,null,null,null,null,null,null,null,null,null,null,null,null,null,null,null,null,null,null,null,"Конвектор внутрипольный Royal Thermo ATRIUM-150/300/1000-DG-U-BL","НС-1493399","RT-A-150/300/1000-DG-U-BL",3,5,9,13,18,21,23,150,300,1000,"DG","U","BL",{"$f":"IF((IFERROR(IF(VLOOKUP(AK891,X:Y,2,0)=TRUE,1,0),0)+IFERROR(IF(VLOOKUP(AL891,X:Y,2,0)=TRUE,1,0),0)+IFERROR(IF(VLOOKUP(AN891,X:Y,2,0)=TRUE,1,0),0)+IFERROR(IF(VLOOKUP(AO891,X:Y,2,0)=TRUE,1,0),0)+IFERROR(IF(VLOOKUP(AP891,X:Y,2,0)=TRUE,1,0),0)+IF(AND(AM891>=Калькулятор!$C$14,AM891<=Калькулятор!$E$14),1,0)+IF(OR(AND(AS891>=Калькулятор!$C$11,AS891<=IF(ISBLANK(Калькулятор!$E$11),100000,Калькулятор!$E$11)),Калькулятор!$C$11&Калькулятор!$E$11=\"\"),1,0))=7,1,0)","v":0},{"$f":"SUM(AQ$2:AQ891)","v":240},{"$f":"IF(Калькулятор!$F$8<>70,ROUND(INDEX($C$6:$V$17,MATCH(AM891,$B$6:$B$17,0),MATCH(AK891&AL891,$C$2:$V$2,0))*(Калькулятор!$F$8/70)^справочно!$Y$2,0),ROUND(INDEX($C$6:$V$17,MATCH(AM891,$B$6:$B$17,0),MATCH(AK891&AL891,$C$2:$V$2,0)),0))","v":812},"ЗО",{"$f":"3.6*AV891/(4.19*(Калькулятор!$C$8-Калькулятор!$D$8))","v":69.748926014319807},{"$f":"IF(Калькулятор!$F$8<>70,INDEX($C$6:$V$17,MATCH(AM891,$B$6:$B$17,0),MATCH(AK891&AL891,$C$2:$V$2,0))*(Калькулятор!$F$8/70)^справочно!$Y$2,INDEX($C$6:$V$17,MATCH(AM891,$B$6:$B$17,0),MATCH(AK891&AL891,$C$2:$V$2,0)))","v":811.80000000000007}]
[null,null,null,null,null,null,null,null,null,null,null,null,null,null,null,null,null,null,null,null,null,null,null,null,null,null,"Конвектор внутрипольный Royal Thermo ATRIUM-150/300/1200-DG-U-BL","НС-1493400","RT-A-150/300/1200-DG-U-BL",3,5,9,13,18,21,23,150,300,1200,"DG","U","BL",{"$f":"IF((IFERROR(IF(VLOOKUP(AK892,X:Y,2,0)=TRUE,1,0),0)+IFERROR(IF(VLOOKUP(AL892,X:Y,2,0)=TRUE,1,0),0)+IFERROR(IF(VLOOKUP(AN892,X:Y,2,0)=TRUE,1,0),0)+IFERROR(IF(VLOOKUP(AO892,X:Y,2,0)=TRUE,1,0),0)+IFERROR(IF(VLOOKUP(AP892,X:Y,2,0)=TRUE,1,0),0)+IF(AND(AM892>=Калькулятор!$C$14,AM892<=Калькулятор!$E$14),1,0)+IF(OR(AND(AS892>=Калькулятор!$C$11,AS892<=IF(ISBLANK(Калькулятор!$E$11),100000,Калькулятор!$E$11)),Калькулятор!$C$11&Калькулятор!$E$11=\"\"),1,0))=7,1,0)","v":0},{"$f":"SUM(AQ$2:AQ892)","v":240},{"$f":"IF(Калькулятор!$F$8<>70,ROUND(INDEX($C$6:$V$17,MATCH(AM892,$B$6:$B$17,0),MATCH(AK892&AL892,$C$2:$V$2,0))*(Калькулятор!$F$8/70)^справочно!$Y$2,0),ROUND(INDEX($C$6:$V$17,MATCH(AM892,$B$6:$B$17,0),MATCH(AK892&AL892,$C$2:$V$2,0)),0))","v":993},"ЗО",{"$f":"3.6*AV892/(4.19*(Калькулятор!$C$8-Калькулятор!$D$8))","v":85.343198090692113},{"$f":"IF(Калькулятор!$F$8<>70,INDEX($C$6:$V$17,MATCH(AM892,$B$6:$B$17,0),MATCH(AK892&AL892,$C$2:$V$2,0))*(Калькулятор!$F$8/70)^справочно!$Y$2,INDEX($C$6:$V$17,MATCH(AM892,$B$6:$B$17,0),MATCH(AK892&AL892,$C$2:$V$2,0)))","v":993.30000000000007}]
[null,null,null,null,null,null,null,null,null,null,null,null,null,null,null,null,null,null,null,null,null,null,null,null,null,null,"Конвектор внутрипольный Royal Thermo ATRIUM-150/300/1400-DG-U-BL","НС-1493401","RT-A-150/300/1400-DG-U-BL",3,5,9,13,18,21,23,150,300,1400,"DG","U","BL",{"$f":"IF((IFERROR(IF(VLOOKUP(AK893,X:Y,2,0)=TRUE,1,0),0)+IFERROR(IF(VLOOKUP(AL893,X:Y,2,0)=TRUE,1,0),0)+IFERROR(IF(VLOOKUP(AN893,X:Y,2,0)=TRUE,1,0),0)+IFERROR(IF(VLOOKUP(AO893,X:Y,2,0)=TRUE,1,0),0)+IFERROR(IF(VLOOKUP(AP893,X:Y,2,0)=TRUE,1,0),0)+IF(AND(AM893>=Калькулятор!$C$14,AM893<=Калькулятор!$E$14),1,0)+IF(OR(AND(AS893>=Калькулятор!$C$11,AS893<=IF(ISBLANK(Калькулятор!$E$11),100000,Калькулятор!$E$11)),Калькулятор!$C$11&Калькулятор!$E$11=\"\"),1,0))=7,1,0)","v":0},{"$f":"SUM(AQ$2:AQ893)","v":240},{"$f":"IF(Калькулятор!$F$8<>70,ROUND(INDEX($C$6:$V$17,MATCH(AM893,$B$6:$B$17,0),MATCH(AK893&AL893,$C$2:$V$2,0))*(Калькулятор!$F$8/70)^справочно!$Y$2,0),ROUND(INDEX($C$6:$V$17,MATCH(AM893,$B$6:$B$17,0),MATCH(AK893&AL893,$C$2:$V$2,0)),0))","v":1176},"ЗО",{"$f":"3.6*AV893/(4.19*(Калькулятор!$C$8-Калькулятор!$D$8))","v":101.03198090692125},{"$f":"IF(Калькулятор!$F$8<>70,INDEX($C$6:$V$17,MATCH(AM893,$B$6:$B$17,0),MATCH(AK893&AL893,$C$2:$V$2,0))*(Калькулятор!$F$8/70)^справочно!$Y$2,INDEX($C$6:$V$17,MATCH(AM893,$B$6:$B$17,0),MATCH(AK893&AL893,$C$2:$V$2,0)))","v":1175.9000000000001}]
[null,null,null,null,null,null,null,null,null,null,null,null,null,null,null,null,null,null,null,null,null,null,null,null,null,null,"Конвектор внутрипольный Royal Thermo ATRIUM-150/300/1600-DG-U-BL","НС-1493402","RT-A-150/300/1600-DG-U-BL",3,5,9,13,18,21,23,150,300,1600,"DG","U","BL",{"$f":"IF((IFERROR(IF(VLOOKUP(AK894,X:Y,2,0)=TRUE,1,0),0)+IFERROR(IF(VLOOKUP(AL894,X:Y,2,0)=TRUE,1,0),0)+IFERROR(IF(VLOOKUP(AN894,X:Y,2,0)=TRUE,1,0),0)+IFERROR(IF(VLOOKUP(AO894,X:Y,2,0)=TRUE,1,0),0)+IFERROR(IF(VLOOKUP(AP894,X:Y,2,0)=TRUE,1,0),0)+IF(AND(AM894>=Калькулятор!$C$14,AM894<=Калькулятор!$E$14),1,0)+IF(OR(AND(AS894>=Калькулятор!$C$11,AS894<=IF(ISBLANK(Калькулятор!$E$11),100000,Калькулятор!$E$11)),Калькулятор!$C$11&Калькулятор!$E$11=\"\"),1,0))=7,1,0)","v":0},{"$f":"SUM(AQ$2:AQ894)","v":240},{"$f":"IF(Калькулятор!$F$8<>70,ROUND(INDEX($C$6:$V$17,MATCH(AM894,$B$6:$B$17,0),MATCH(AK894&AL894,$C$2:$V$2,0))*(Калькулятор!$F$8/70)^справочно!$Y$2,0),ROUND(INDEX($C$6:$V$17,MATCH(AM894,$B$6:$B$17,0),MATCH(AK894&AL894,$C$2:$V$2,0)),0))","v":1356},"ЗО",{"$f":"3.6*AV894/(4.19*(Калькулятор!$C$8-Калькулятор!$D$8))","v":116.53174224343677},{"$f":"IF(Калькулятор!$F$8<>70,INDEX($C$6:$V$17,MATCH(AM894,$B$6:$B$17,0),MATCH(AK894&AL894,$C$2:$V$2,0))*(Калькулятор!$F$8/70)^справочно!$Y$2,INDEX($C$6:$V$17,MATCH(AM894,$B$6:$B$17,0),MATCH(AK894&AL894,$C$2:$V$2,0)))","v":1356.3000000000002}]
[null,null,null,null,null,null,null,null,null,null,null,null,null,null,null,null,null,null,null,null,null,null,null,null,null,null,"Конвектор внутрипольный Royal Thermo ATRIUM-150/300/1800-DG-U-BL","НС-1493403","RT-A-150/300/1800-DG-U-BL",3,5,9,13,18,21,23,150,300,1800,"DG","U","BL",{"$f":"IF((IFERROR(IF(VLOOKUP(AK895,X:Y,2,0)=TRUE,1,0),0)+IFERROR(IF(VLOOKUP(AL895,X:Y,2,0)=TRUE,1,0),0)+IFERROR(IF(VLOOKUP(AN895,X:Y,2,0)=TRUE,1,0),0)+IFERROR(IF(VLOOKUP(AO895,X:Y,2,0)=TRUE,1,0),0)+IFERROR(IF(VLOOKUP(AP895,X:Y,2,0)=TRUE,1,0),0)+IF(AND(AM895>=Калькулятор!$C$14,AM895<=Калькулятор!$E$14),1,0)+IF(OR(AND(AS895>=Калькулятор!$C$11,AS895<=IF(ISBLANK(Калькулятор!$E$11),100000,Калькулятор!$E$11)),Калькулятор!$C$11&Калькулятор!$E$11=\"\"),1,0))=7,1,0)","v":0},{"$f":"SUM(AQ$2:AQ895)","v":240},{"$f":"IF(Калькулятор!$F$8<>70,ROUND(INDEX($C$6:$V$17,MATCH(AM895,$B$6:$B$17,0),MATCH(AK895&AL895,$C$2:$V$2,0))*(Калькулятор!$F$8/70)^справочно!$Y$2,0),ROUND(INDEX($C$6:$V$17,MATCH(AM895,$B$6:$B$17,0),MATCH(AK895&AL895,$C$2:$V$2,0)),0))","v":1539},"ЗО",{"$f":"3.6*AV895/(4.19*(Калькулятор!$C$8-Калькулятор!$D$8))","v":132.22052505966587},{"$f":"IF(Калькулятор!$F$8<>70,INDEX($C$6:$V$17,MATCH(AM895,$B$6:$B$17,0),MATCH(AK895&AL895,$C$2:$V$2,0))*(Калькулятор!$F$8/70)^справочно!$Y$2,INDEX($C$6:$V$17,MATCH(AM895,$B$6:$B$17,0),MATCH(AK895&AL895,$C$2:$V$2,0)))","v":1538.9}]
[null,null,null,null,null,null,null,null,null,null,null,null,null,null,null,null,null,null,null,null,null,null,null,null,null,null,"Конвектор внутрипольный Royal Thermo ATRIUM-150/300/2000-DG-U-BL","НС-1493404","RT-A-150/300/2000-DG-U-BL",3,5,9,13,18,21,23,150,300,2000,"DG","U","BL",{"$f":"IF((IFERROR(IF(VLOOKUP(AK896,X:Y,2,0)=TRUE,1,0),0)+IFERROR(IF(VLOOKUP(AL896,X:Y,2,0)=TRUE,1,0),0)+IFERROR(IF(VLOOKUP(AN896,X:Y,2,0)=TRUE,1,0),0)+IFERROR(IF(VLOOKUP(AO896,X:Y,2,0)=TRUE,1,0),0)+IFERROR(IF(VLOOKUP(AP896,X:Y,2,0)=TRUE,1,0),0)+IF(AND(AM896>=Калькулятор!$C$14,AM896<=Калькулятор!$E$14),1,0)+IF(OR(AND(AS896>=Калькулятор!$C$11,AS896<=IF(ISBLANK(Калькулятор!$E$11),100000,Калькулятор!$E$11)),Калькулятор!$C$11&Калькулятор!$E$11=\"\"),1,0))=7,1,0)","v":0},{"$f":"SUM(AQ$2:AQ896)","v":240},{"$f":"IF(Калькулятор!$F$8<>70,ROUND(INDEX($C$6:$V$17,MATCH(AM896,$B$6:$B$17,0),MATCH(AK896&AL896,$C$2:$V$2,0))*(Калькулятор!$F$8/70)^справочно!$Y$2,0),ROUND(INDEX($C$6:$V$17,MATCH(AM896,$B$6:$B$17,0),MATCH(AK896&AL896,$C$2:$V$2,0)),0))","v":1719},"ЗО",{"$f":"3.6*AV896/(4.19*(Калькулятор!$C$8-Калькулятор!$D$8))","v":147.72028639618136},{"$f":"IF(Калькулятор!$F$8<>70,INDEX($C$6:$V$17,MATCH(AM896,$B$6:$B$17,0),MATCH(AK896&AL896,$C$2:$V$2,0))*(Калькулятор!$F$8/70)^справочно!$Y$2,INDEX($C$6:$V$17,MATCH(AM896,$B$6:$B$17,0),MATCH(AK896&AL896,$C$2:$V$2,0)))","v":1719.3000000000002}]
[null,null,null,null,null,null,null,null,null,null,null,null,null,null,null,null,null,null,null,null,null,null,null,null,null,null,"Конвектор внутрипольный Royal Thermo ATRIUM-150/300/2200-DG-U-BL","НС-1493405","RT-A-150/300/2200-DG-U-BL",3,5,9,13,18,21,23,150,300,2200,"DG","U","BL",{"$f":"IF((IFERROR(IF(VLOOKUP(AK897,X:Y,2,0)=TRUE,1,0),0)+IFERROR(IF(VLOOKUP(AL897,X:Y,2,0)=TRUE,1,0),0)+IFERROR(IF(VLOOKUP(AN897,X:Y,2,0)=TRUE,1,0),0)+IFERROR(IF(VLOOKUP(AO897,X:Y,2,0)=TRUE,1,0),0)+IFERROR(IF(VLOOKUP(AP897,X:Y,2,0)=TRUE,1,0),0)+IF(AND(AM897>=Калькулятор!$C$14,AM897<=Калькулятор!$E$14),1,0)+IF(OR(AND(AS897>=Калькулятор!$C$11,AS897<=IF(ISBLANK(Калькулятор!$E$11),100000,Калькулятор!$E$11)),Калькулятор!$C$11&Калькулятор!$E$11=\"\"),1,0))=7,1,0)","v":0},{"$f":"SUM(AQ$2:AQ897)","v":240},{"$f":"IF(Калькулятор!$F$8<>70,ROUND(INDEX($C$6:$V$17,MATCH(AM897,$B$6:$B$17,0),MATCH(AK897&AL897,$C$2:$V$2,0))*(Калькулятор!$F$8/70)^справочно!$Y$2,0),ROUND(INDEX($C$6:$V$17,MATCH(AM897,$B$6:$B$17,0),MATCH(AK897&AL897,$C$2:$V$2,0)),0))","v":1902},"ЗО",{"$f":"3.6*AV897/(4.19*(Калькулятор!$C$8-Калькулятор!$D$8))","v":163.40906921241049},{"$f":"IF(Калькулятор!$F$8<>70,INDEX($C$6:$V$17,MATCH(AM897,$B$6:$B$17,0),MATCH(AK897&AL897,$C$2:$V$2,0))*(Калькулятор!$F$8/70)^справочно!$Y$2,INDEX($C$6:$V$17,MATCH(AM897,$B$6:$B$17,0),MATCH(AK897&AL897,$C$2:$V$2,0)))","v":1901.9}]
[null,null,null,null,null,null,null,null,null,null,null,null,null,null,null,null,null,null,null,null,null,null,null,null,null,null,"Конвектор внутрипольный Royal Thermo ATRIUM-150/300/2400-DG-U-BL","НС-1493406","RT-A-150/300/2400-DG-U-BL",{"$f":"SEARCH(\"-\",AC898)","v":3},{"$f":"SEARCH(\"-\",AC898,AD898+1)","v":5},{"$f":"SEARCH(\"/\",AC898)","v":9},{"$f":"SEARCH(\"/\",AC898,AF898+1)","v":13},{"$f":"SEARCH(\"-\",AC898,AE898+1)","v":18},{"$f":"SEARCH(\"-\",AC898,AH898+1)","v":21},{"$f":"SEARCH(\"-\",AC898,AI898+1)","v":23},{"$f":"MID($AC898,AE898+1,AF898-AE898-1)*1","v":150},{"$f":"MID($AC898,AF898+1,AG898-AF898-1)*1","v":300},{"$f":"MID($AC898,AG898+1,AH898-AG898-1)*1","v":2400},{"$f":"MID($AC898,AH898+1,AI898-AH898-1)","v":"DG"},{"$f":"MID($AC898,AI898+1,AJ898-AI898-1)","v":"U"},{"$f":"MID($AC898,AI898+3,LEN(AC898)-AI898-1)","v":"BL"},{"$f":"IF((IFERROR(IF(VLOOKUP(AK898,X:Y,2,0)=TRUE,1,0),0)+IFERROR(IF(VLOOKUP(AL898,X:Y,2,0)=TRUE,1,0),0)+IFERROR(IF(VLOOKUP(AN898,X:Y,2,0)=TRUE,1,0),0)+IFERROR(IF(VLOOKUP(AO898,X:Y,2,0)=TRUE,1,0),0)+IFERROR(IF(VLOOKUP(AP898,X:Y,2,0)=TRUE,1,0),0)+IF(AND(AM898>=Калькулятор!$C$14,AM898<=Калькулятор!$E$14),1,0)+IF(OR(AND(AS898>=Калькулятор!$C$11,AS898<=IF(ISBLANK(Калькулятор!$E$11),100000,Калькулятор!$E$11)),Калькулятор!$C$11&Калькулятор!$E$11=\"\"),1,0))=7,1,0)","v":0},{"$f":"SUM(AQ$2:AQ898)","v":240},{"$f":"IF(Калькулятор!$F$8<>70,ROUND(INDEX($C$6:$V$17,MATCH(AM898,$B$6:$B$17,0),MATCH(AK898&AL898,$C$2:$V$2,0))*(Калькулятор!$F$8/70)^справочно!$Y$2,0),ROUND(INDEX($C$6:$V$17,MATCH(AM898,$B$6:$B$17,0),MATCH(AK898&AL898,$C$2:$V$2,0)),0))","v":2083},"ЗО",{"$f":"3.6*AV898/(4.19*(Калькулятор!$C$8-Калькулятор!$D$8))","v":179.00334128878282},{"$f":"IF(Калькулятор!$F$8<>70,INDEX($C$6:$V$17,MATCH(AM898,$B$6:$B$17,0),MATCH(AK898&AL898,$C$2:$V$2,0))*(Калькулятор!$F$8/70)^справочно!$Y$2,INDEX($C$6:$V$17,MATCH(AM898,$B$6:$B$17,0),MATCH(AK898&AL898,$C$2:$V$2,0)))","v":2083.4}]
[null,null,null,null,null,null,null,null,null,null,null,null,null,null,null,null,null,null,null,null,null,null,null,null,null,null,"Конвектор внутрипольный Royal Thermo ATRIUM-150/300/2600-DG-U-BL","НС-1493407","RT-A-150/300/2600-DG-U-BL",3,5,9,13,18,21,23,150,300,2600,"DG","U","BL",{"$f":"IF((IFERROR(IF(VLOOKUP(AK899,X:Y,2,0)=TRUE,1,0),0)+IFERROR(IF(VLOOKUP(AL899,X:Y,2,0)=TRUE,1,0),0)+IFERROR(IF(VLOOKUP(AN899,X:Y,2,0)=TRUE,1,0),0)+IFERROR(IF(VLOOKUP(AO899,X:Y,2,0)=TRUE,1,0),0)+IFERROR(IF(VLOOKUP(AP899,X:Y,2,0)=TRUE,1,0),0)+IF(AND(AM899>=Калькулятор!$C$14,AM899<=Калькулятор!$E$14),1,0)+IF(OR(AND(AS899>=Калькулятор!$C$11,AS899<=IF(ISBLANK(Калькулятор!$E$11),100000,Калькулятор!$E$11)),Калькулятор!$C$11&Калькулятор!$E$11=\"\"),1,0))=7,1,0)","v":0},{"$f":"SUM(AQ$2:AQ899)","v":240},{"$f":"IF(Калькулятор!$F$8<>70,ROUND(INDEX($C$6:$V$17,MATCH(AM899,$B$6:$B$17,0),MATCH(AK899&AL899,$C$2:$V$2,0))*(Калькулятор!$F$8/70)^справочно!$Y$2,0),ROUND(INDEX($C$6:$V$17,MATCH(AM899,$B$6:$B$17,0),MATCH(AK899&AL899,$C$2:$V$2,0)),0))","v":2265},"ЗО",{"$f":"3.6*AV899/(4.19*(Калькулятор!$C$8-Калькулятор!$D$8))","v":194.59761336515513},{"$f":"IF(Калькулятор!$F$8<>70,INDEX($C$6:$V$17,MATCH(AM899,$B$6:$B$17,0),MATCH(AK899&AL899,$C$2:$V$2,0))*(Калькулятор!$F$8/70)^справочно!$Y$2,INDEX($C$6:$V$17,MATCH(AM899,$B$6:$B$17,0),MATCH(AK899&AL899,$C$2:$V$2,0)))","v":2264.9}]
[null,null,null,null,null,null,null,null,null,null,null,null,null,null,null,null,null,null,null,null,null,null,null,null,null,null,"Конвектор внутрипольный Royal Thermo ATRIUM-150/300/2800-DG-U-BL","НС-1493408","RT-A-150/300/2800-DG-U-BL",3,5,9,13,18,21,23,150,300,2800,"DG","U","BL",{"$f":"IF((IFERROR(IF(VLOOKUP(AK900,X:Y,2,0)=TRUE,1,0),0)+IFERROR(IF(VLOOKUP(AL900,X:Y,2,0)=TRUE,1,0),0)+IFERROR(IF(VLOOKUP(AN900,X:Y,2,0)=TRUE,1,0),0)+IFERROR(IF(VLOOKUP(AO900,X:Y,2,0)=TRUE,1,0),0)+IFERROR(IF(VLOOKUP(AP900,X:Y,2,0)=TRUE,1,0),0)+IF(AND(AM900>=Калькулятор!$C$14,AM900<=Калькулятор!$E$14),1,0)+IF(OR(AND(AS900>=Калькулятор!$C$11,AS900<=IF(ISBLANK(Калькулятор!$E$11),100000,Калькулятор!$E$11)),Калькулятор!$C$11&Калькулятор!$E$11=\"\"),1,0))=7,1,0)","v":0},{"$f":"SUM(AQ$2:AQ900)","v":240},{"$f":"IF(Калькулятор!$F$8<>70,ROUND(INDEX($C$6:$V$17,MATCH(AM900,$B$6:$B$17,0),MATCH(AK900&AL900,$C$2:$V$2,0))*(Калькулятор!$F$8/70)^справочно!$Y$2,0),ROUND(INDEX($C$6:$V$17,MATCH(AM900,$B$6:$B$17,0),MATCH(AK900&AL900,$C$2:$V$2,0)),0))","v":2446},"ЗО",{"$f":"3.6*AV900/(4.19*(Калькулятор!$C$8-Калькулятор!$D$8))","v":210.19188544152743},{"$f":"IF(Калькулятор!$F$8<>70,INDEX($C$6:$V$17,MATCH(AM900,$B$6:$B$17,0),MATCH(AK900&AL900,$C$2:$V$2,0))*(Калькулятор!$F$8/70)^справочно!$Y$2,INDEX($C$6:$V$17,MATCH(AM900,$B$6:$B$17,0),MATCH(AK900&AL900,$C$2:$V$2,0)))","v":2446.4}]
[null,null,null,null,null,null,null,null,null,null,null,null,null,null,null,null,null,null,null,null,null,null,null,null,null,null,"Конвектор внутрипольный Royal Thermo ATRIUM-150/300/3000-DG-U-BL","НС-1493409","RT-A-150/300/3000-DG-U-BL",3,5,9,13,18,21,23,150,300,3000,"DG","U","BL",{"$f":"IF((IFERROR(IF(VLOOKUP(AK901,X:Y,2,0)=TRUE,1,0),0)+IFERROR(IF(VLOOKUP(AL901,X:Y,2,0)=TRUE,1,0),0)+IFERROR(IF(VLOOKUP(AN901,X:Y,2,0)=TRUE,1,0),0)+IFERROR(IF(VLOOKUP(AO901,X:Y,2,0)=TRUE,1,0),0)+IFERROR(IF(VLOOKUP(AP901,X:Y,2,0)=TRUE,1,0),0)+IF(AND(AM901>=Калькулятор!$C$14,AM901<=Калькулятор!$E$14),1,0)+IF(OR(AND(AS901>=Калькулятор!$C$11,AS901<=IF(ISBLANK(Калькулятор!$E$11),100000,Калькулятор!$E$11)),Калькулятор!$C$11&Калькулятор!$E$11=\"\"),1,0))=7,1,0)","v":0},{"$f":"SUM(AQ$2:AQ901)","v":240},{"$f":"IF(Калькулятор!$F$8<>70,ROUND(INDEX($C$6:$V$17,MATCH(AM901,$B$6:$B$17,0),MATCH(AK901&AL901,$C$2:$V$2,0))*(Калькулятор!$F$8/70)^справочно!$Y$2,0),ROUND(INDEX($C$6:$V$17,MATCH(AM901,$B$6:$B$17,0),MATCH(AK901&AL901,$C$2:$V$2,0)),0))","v":2629},"ЗО",{"$f":"3.6*AV901/(4.19*(Калькулятор!$C$8-Калькулятор!$D$8))","v":225.88066825775653},{"$f":"IF(Калькулятор!$F$8<>70,INDEX($C$6:$V$17,MATCH(AM901,$B$6:$B$17,0),MATCH(AK901&AL901,$C$2:$V$2,0))*(Калькулятор!$F$8/70)^справочно!$Y$2,INDEX($C$6:$V$17,MATCH(AM901,$B$6:$B$17,0),MATCH(AK901&AL901,$C$2:$V$2,0)))","v":2629}]
[null,null,null,null,null,null,null,null,null,null,null,null,null,null,null,null,null,null,null,null,null,null,null,null,null,null,"Конвектор внутрипольный Royal Thermo ATRIUM-150/400/800-DG-U-BL","НС-1493423","RT-A-150/400/800-DG-U-BL",3,5,9,13,17,20,22,150,400,800,"DG","U","BL",{"$f":"IF((IFERROR(IF(VLOOKUP(AK902,X:Y,2,0)=TRUE,1,0),0)+IFERROR(IF(VLOOKUP(AL902,X:Y,2,0)=TRUE,1,0),0)+IFERROR(IF(VLOOKUP(AN902,X:Y,2,0)=TRUE,1,0),0)+IFERROR(IF(VLOOKUP(AO902,X:Y,2,0)=TRUE,1,0),0)+IFERROR(IF(VLOOKUP(AP902,X:Y,2,0)=TRUE,1,0),0)+IF(AND(AM902>=Калькулятор!$C$14,AM902<=Калькулятор!$E$14),1,0)+IF(OR(AND(AS902>=Калькулятор!$C$11,AS902<=IF(ISBLANK(Калькулятор!$E$11),100000,Калькулятор!$E$11)),Калькулятор!$C$11&Калькулятор!$E$11=\"\"),1,0))=7,1,0)","v":0},{"$f":"SUM(AQ$2:AQ902)","v":240},{"$f":"IF(Калькулятор!$F$8<>70,ROUND(INDEX($C$6:$V$17,MATCH(AM902,$B$6:$B$17,0),MATCH(AK902&AL902,$C$2:$V$2,0))*(Калькулятор!$F$8/70)^справочно!$Y$2,0),ROUND(INDEX($C$6:$V$17,MATCH(AM902,$B$6:$B$17,0),MATCH(AK902&AL902,$C$2:$V$2,0)),0))","v":850},"ЗО",{"$f":"3.6*AV902/(4.19*(Калькулятор!$C$8-Калькулятор!$D$8))","v":73.056801909307879},{"$f":"IF(Калькулятор!$F$8<>70,INDEX($C$6:$V$17,MATCH(AM902,$B$6:$B$17,0),MATCH(AK902&AL902,$C$2:$V$2,0))*(Калькулятор!$F$8/70)^справочно!$Y$2,INDEX($C$6:$V$17,MATCH(AM902,$B$6:$B$17,0),MATCH(AK902&AL902,$C$2:$V$2,0)))","v":850.30000000000007}]
[null,null,null,null,null,null,null,null,null,null,null,null,null,null,null,null,null,null,null,null,null,null,null,null,null,null,"Конвектор внутрипольный Royal Thermo ATRIUM-150/400/1000-DG-U-BL","НС-1493412","RT-A-150/400/1000-DG-U-BL",3,5,9,13,18,21,23,150,400,1000,"DG","U","BL",{"$f":"IF((IFERROR(IF(VLOOKUP(AK903,X:Y,2,0)=TRUE,1,0),0)+IFERROR(IF(VLOOKUP(AL903,X:Y,2,0)=TRUE,1,0),0)+IFERROR(IF(VLOOKUP(AN903,X:Y,2,0)=TRUE,1,0),0)+IFERROR(IF(VLOOKUP(AO903,X:Y,2,0)=TRUE,1,0),0)+IFERROR(IF(VLOOKUP(AP903,X:Y,2,0)=TRUE,1,0),0)+IF(AND(AM903>=Калькулятор!$C$14,AM903<=Калькулятор!$E$14),1,0)+IF(OR(AND(AS903>=Калькулятор!$C$11,AS903<=IF(ISBLANK(Калькулятор!$E$11),100000,Калькулятор!$E$11)),Калькулятор!$C$11&Калькулятор!$E$11=\"\"),1,0))=7,1,0)","v":0},{"$f":"SUM(AQ$2:AQ903)","v":240},{"$f":"IF(Калькулятор!$F$8<>70,ROUND(INDEX($C$6:$V$17,MATCH(AM903,$B$6:$B$17,0),MATCH(AK903&AL903,$C$2:$V$2,0))*(Калькулятор!$F$8/70)^справочно!$Y$2,0),ROUND(INDEX($C$6:$V$17,MATCH(AM903,$B$6:$B$17,0),MATCH(AK903&AL903,$C$2:$V$2,0)),0))","v":1104},"ЗО",{"$f":"3.6*AV903/(4.19*(Калькулятор!$C$8-Калькулятор!$D$8))","v":94.888782816229124},{"$f":"IF(Калькулятор!$F$8<>70,INDEX($C$6:$V$17,MATCH(AM903,$B$6:$B$17,0),MATCH(AK903&AL903,$C$2:$V$2,0))*(Калькулятор!$F$8/70)^справочно!$Y$2,INDEX($C$6:$V$17,MATCH(AM903,$B$6:$B$17,0),MATCH(AK903&AL903,$C$2:$V$2,0)))","v":1104.4000000000001}]
[null,null,null,null,null,null,null,null,null,null,null,null,null,null,null,null,null,null,null,null,null,null,null,null,null,null,"Конвектор внутрипольный Royal Thermo ATRIUM-150/400/1200-DG-U-BL","НС-1493413","RT-A-150/400/1200-DG-U-BL",3,5,9,13,18,21,23,150,400,1200,"DG","U","BL",{"$f":"IF((IFERROR(IF(VLOOKUP(AK904,X:Y,2,0)=TRUE,1,0),0)+IFERROR(IF(VLOOKUP(AL904,X:Y,2,0)=TRUE,1,0),0)+IFERROR(IF(VLOOKUP(AN904,X:Y,2,0)=TRUE,1,0),0)+IFERROR(IF(VLOOKUP(AO904,X:Y,2,0)=TRUE,1,0),0)+IFERROR(IF(VLOOKUP(AP904,X:Y,2,0)=TRUE,1,0),0)+IF(AND(AM904>=Калькулятор!$C$14,AM904<=Калькулятор!$E$14),1,0)+IF(OR(AND(AS904>=Калькулятор!$C$11,AS904<=IF(ISBLANK(Калькулятор!$E$11),100000,Калькулятор!$E$11)),Калькулятор!$C$11&Калькулятор!$E$11=\"\"),1,0))=7,1,0)","v":0},{"$f":"SUM(AQ$2:AQ904)","v":240},{"$f":"IF(Калькулятор!$F$8<>70,ROUND(INDEX($C$6:$V$17,MATCH(AM904,$B$6:$B$17,0),MATCH(AK904&AL904,$C$2:$V$2,0))*(Калькулятор!$F$8/70)^справочно!$Y$2,0),ROUND(INDEX($C$6:$V$17,MATCH(AM904,$B$6:$B$17,0),MATCH(AK904&AL904,$C$2:$V$2,0)),0))","v":1360},"ЗО",{"$f":"3.6*AV904/(4.19*(Калькулятор!$C$8-Калькулятор!$D$8))","v":116.81527446300716},{"$f":"IF(Калькулятор!$F$8<>70,INDEX($C$6:$V$17,MATCH(AM904,$B$6:$B$17,0),MATCH(AK904&AL904,$C$2:$V$2,0))*(Калькулятор!$F$8/70)^справочно!$Y$2,INDEX($C$6:$V$17,MATCH(AM904,$B$6:$B$17,0),MATCH(AK904&AL904,$C$2:$V$2,0)))","v":1359.6000000000001}]
[null,null,null,null,null,null,null,null,null,null,null,null,null,null,null,null,null,null,null,null,null,null,null,null,null,null,"Конвектор внутрипольный Royal Thermo ATRIUM-150/400/1400-DG-U-BL","НС-1493414","RT-A-150/400/1400-DG-U-BL",3,5,9,13,18,21,23,150,400,1400,"DG","U","BL",{"$f":"IF((IFERROR(IF(VLOOKUP(AK905,X:Y,2,0)=TRUE,1,0),0)+IFERROR(IF(VLOOKUP(AL905,X:Y,2,0)=TRUE,1,0),0)+IFERROR(IF(VLOOKUP(AN905,X:Y,2,0)=TRUE,1,0),0)+IFERROR(IF(VLOOKUP(AO905,X:Y,2,0)=TRUE,1,0),0)+IFERROR(IF(VLOOKUP(AP905,X:Y,2,0)=TRUE,1,0),0)+IF(AND(AM905>=Калькулятор!$C$14,AM905<=Калькулятор!$E$14),1,0)+IF(OR(AND(AS905>=Калькулятор!$C$11,AS905<=IF(ISBLANK(Калькулятор!$E$11),100000,Калькулятор!$E$11)),Калькулятор!$C$11&Калькулятор!$E$11=\"\"),1,0))=7,1,0)","v":0},{"$f":"SUM(AQ$2:AQ905)","v":240},{"$f":"IF(Калькулятор!$F$8<>70,ROUND(INDEX($C$6:$V$17,MATCH(AM905,$B$6:$B$17,0),MATCH(AK905&AL905,$C$2:$V$2,0))*(Калькулятор!$F$8/70)^справочно!$Y$2,0),ROUND(INDEX($C$6:$V$17,MATCH(AM905,$B$6:$B$17,0),MATCH(AK905&AL905,$C$2:$V$2,0)),0))","v":1615},"ЗО",{"$f":"3.6*AV905/(4.19*(Калькулятор!$C$8-Калькулятор!$D$8))","v":138.7417661097852},{"$f":"IF(Калькулятор!$F$8<>70,INDEX($C$6:$V$17,MATCH(AM905,$B$6:$B$17,0),MATCH(AK905&AL905,$C$2:$V$2,0))*(Калькулятор!$F$8/70)^справочно!$Y$2,INDEX($C$6:$V$17,MATCH(AM905,$B$6:$B$17,0),MATCH(AK905&AL905,$C$2:$V$2,0)))","v":1614.8000000000002}]
[null,null,null,null,null,null,null,null,null,null,null,null,null,null,null,null,null,null,null,null,null,null,null,null,null,null,"Конвектор внутрипольный Royal Thermo ATRIUM-150/400/1600-DG-U-BL","НС-1493415","RT-A-150/400/1600-DG-U-BL",3,5,9,13,18,21,23,150,400,1600,"DG","U","BL",{"$f":"IF((IFERROR(IF(VLOOKUP(AK906,X:Y,2,0)=TRUE,1,0),0)+IFERROR(IF(VLOOKUP(AL906,X:Y,2,0)=TRUE,1,0),0)+IFERROR(IF(VLOOKUP(AN906,X:Y,2,0)=TRUE,1,0),0)+IFERROR(IF(VLOOKUP(AO906,X:Y,2,0)=TRUE,1,0),0)+IFERROR(IF(VLOOKUP(AP906,X:Y,2,0)=TRUE,1,0),0)+IF(AND(AM906>=Калькулятор!$C$14,AM906<=Калькулятор!$E$14),1,0)+IF(OR(AND(AS906>=Калькулятор!$C$11,AS906<=IF(ISBLANK(Калькулятор!$E$11),100000,Калькулятор!$E$11)),Калькулятор!$C$11&Калькулятор!$E$11=\"\"),1,0))=7,1,0)","v":0},{"$f":"SUM(AQ$2:AQ906)","v":240},{"$f":"IF(Калькулятор!$F$8<>70,ROUND(INDEX($C$6:$V$17,MATCH(AM906,$B$6:$B$17,0),MATCH(AK906&AL906,$C$2:$V$2,0))*(Калькулятор!$F$8/70)^справочно!$Y$2,0),ROUND(INDEX($C$6:$V$17,MATCH(AM906,$B$6:$B$17,0),MATCH(AK906&AL906,$C$2:$V$2,0)),0))","v":1870},"ЗО",{"$f":"3.6*AV906/(4.19*(Калькулятор!$C$8-Калькулятор!$D$8))","v":160.66825775656324},{"$f":"IF(Калькулятор!$F$8<>70,INDEX($C$6:$V$17,MATCH(AM906,$B$6:$B$17,0),MATCH(AK906&AL906,$C$2:$V$2,0))*(Калькулятор!$F$8/70)^справочно!$Y$2,INDEX($C$6:$V$17,MATCH(AM906,$B$6:$B$17,0),MATCH(AK906&AL906,$C$2:$V$2,0)))","v":1870.0000000000002}]
[null,null,null,null,null,null,null,null,null,null,null,null,null,null,null,null,null,null,null,null,null,null,null,null,null,null,"Конвектор внутрипольный Royal Thermo ATRIUM-150/400/1800-DG-U-BL","НС-1493416","RT-A-150/400/1800-DG-U-BL",3,5,9,13,18,21,23,150,400,1800,"DG","U","BL",{"$f":"IF((IFERROR(IF(VLOOKUP(AK907,X:Y,2,0)=TRUE,1,0),0)+IFERROR(IF(VLOOKUP(AL907,X:Y,2,0)=TRUE,1,0),0)+IFERROR(IF(VLOOKUP(AN907,X:Y,2,0)=TRUE,1,0),0)+IFERROR(IF(VLOOKUP(AO907,X:Y,2,0)=TRUE,1,0),0)+IFERROR(IF(VLOOKUP(AP907,X:Y,2,0)=TRUE,1,0),0)+IF(AND(AM907>=Калькулятор!$C$14,AM907<=Калькулятор!$E$14),1,0)+IF(OR(AND(AS907>=Калькулятор!$C$11,AS907<=IF(ISBLANK(Калькулятор!$E$11),100000,Калькулятор!$E$11)),Калькулятор!$C$11&Калькулятор!$E$11=\"\"),1,0))=7,1,0)","v":0},{"$f":"SUM(AQ$2:AQ907)","v":240},{"$f":"IF(Калькулятор!$F$8<>70,ROUND(INDEX($C$6:$V$17,MATCH(AM907,$B$6:$B$17,0),MATCH(AK907&AL907,$C$2:$V$2,0))*(Калькулятор!$F$8/70)^справочно!$Y$2,0),ROUND(INDEX($C$6:$V$17,MATCH(AM907,$B$6:$B$17,0),MATCH(AK907&AL907,$C$2:$V$2,0)),0))","v":2124},"ЗО",{"$f":"3.6*AV907/(4.19*(Калькулятор!$C$8-Калькулятор!$D$8))","v":182.50023866348448},{"$f":"IF(Калькулятор!$F$8<>70,INDEX($C$6:$V$17,MATCH(AM907,$B$6:$B$17,0),MATCH(AK907&AL907,$C$2:$V$2,0))*(Калькулятор!$F$8/70)^справочно!$Y$2,INDEX($C$6:$V$17,MATCH(AM907,$B$6:$B$17,0),MATCH(AK907&AL907,$C$2:$V$2,0)))","v":2124.1000000000004}]
[null,null,null,null,null,null,null,null,null,null,null,null,null,null,null,null,null,null,null,null,null,null,null,null,null,null,"Конвектор внутрипольный Royal Thermo ATRIUM-150/400/2000-DG-U-BL","НС-1493417","RT-A-150/400/2000-DG-U-BL",3,5,9,13,18,21,23,150,400,2000,"DG","U","BL",{"$f":"IF((IFERROR(IF(VLOOKUP(AK908,X:Y,2,0)=TRUE,1,0),0)+IFERROR(IF(VLOOKUP(AL908,X:Y,2,0)=TRUE,1,0),0)+IFERROR(IF(VLOOKUP(AN908,X:Y,2,0)=TRUE,1,0),0)+IFERROR(IF(VLOOKUP(AO908,X:Y,2,0)=TRUE,1,0),0)+IFERROR(IF(VLOOKUP(AP908,X:Y,2,0)=TRUE,1,0),0)+IF(AND(AM908>=Калькулятор!$C$14,AM908<=Калькулятор!$E$14),1,0)+IF(OR(AND(AS908>=Калькулятор!$C$11,AS908<=IF(ISBLANK(Калькулятор!$E$11),100000,Калькулятор!$E$11)),Калькулятор!$C$11&Калькулятор!$E$11=\"\"),1,0))=7,1,0)","v":0},{"$f":"SUM(AQ$2:AQ908)","v":240},{"$f":"IF(Калькулятор!$F$8<>70,ROUND(INDEX($C$6:$V$17,MATCH(AM908,$B$6:$B$17,0),MATCH(AK908&AL908,$C$2:$V$2,0))*(Калькулятор!$F$8/70)^справочно!$Y$2,0),ROUND(INDEX($C$6:$V$17,MATCH(AM908,$B$6:$B$17,0),MATCH(AK908&AL908,$C$2:$V$2,0)),0))","v":2378},"ЗО",{"$f":"3.6*AV908/(4.19*(Калькулятор!$C$8-Калькулятор!$D$8))","v":204.3322195704057},{"$f":"IF(Калькулятор!$F$8<>70,INDEX($C$6:$V$17,MATCH(AM908,$B$6:$B$17,0),MATCH(AK908&AL908,$C$2:$V$2,0))*(Калькулятор!$F$8/70)^справочно!$Y$2,INDEX($C$6:$V$17,MATCH(AM908,$B$6:$B$17,0),MATCH(AK908&AL908,$C$2:$V$2,0)))","v":2378.2000000000003}]
[null,null,null,null,null,null,null,null,null,null,null,null,null,null,null,null,null,null,null,null,null,null,null,null,null,null,"Конвектор внутрипольный Royal Thermo ATRIUM-150/400/2200-DG-U-BL","НС-1493418","RT-A-150/400/2200-DG-U-BL",3,5,9,13,18,21,23,150,400,2200,"DG","U","BL",{"$f":"IF((IFERROR(IF(VLOOKUP(AK909,X:Y,2,0)=TRUE,1,0),0)+IFERROR(IF(VLOOKUP(AL909,X:Y,2,0)=TRUE,1,0),0)+IFERROR(IF(VLOOKUP(AN909,X:Y,2,0)=TRUE,1,0),0)+IFERROR(IF(VLOOKUP(AO909,X:Y,2,0)=TRUE,1,0),0)+IFERROR(IF(VLOOKUP(AP909,X:Y,2,0)=TRUE,1,0),0)+IF(AND(AM909>=Калькулятор!$C$14,AM909<=Калькулятор!$E$14),1,0)+IF(OR(AND(AS909>=Калькулятор!$C$11,AS909<=IF(ISBLANK(Калькулятор!$E$11),100000,Калькулятор!$E$11)),Калькулятор!$C$11&Калькулятор!$E$11=\"\"),1,0))=7,1,0)","v":0},{"$f":"SUM(AQ$2:AQ909)","v":240},{"$f":"IF(Калькулятор!$F$8<>70,ROUND(INDEX($C$6:$V$17,MATCH(AM909,$B$6:$B$17,0),MATCH(AK909&AL909,$C$2:$V$2,0))*(Калькулятор!$F$8/70)^справочно!$Y$2,0),ROUND(INDEX($C$6:$V$17,MATCH(AM909,$B$6:$B$17,0),MATCH(AK909&AL909,$C$2:$V$2,0)),0))","v":2635},"ЗО",{"$f":"3.6*AV909/(4.19*(Калькулятор!$C$8-Калькулятор!$D$8))","v":226.35322195704055},{"$f":"IF(Калькулятор!$F$8<>70,INDEX($C$6:$V$17,MATCH(AM909,$B$6:$B$17,0),MATCH(AK909&AL909,$C$2:$V$2,0))*(Калькулятор!$F$8/70)^справочно!$Y$2,INDEX($C$6:$V$17,MATCH(AM909,$B$6:$B$17,0),MATCH(AK909&AL909,$C$2:$V$2,0)))","v":2634.5}]
[null,null,null,null,null,null,null,null,null,null,null,null,null,null,null,null,null,null,null,null,null,null,null,null,null,null,"Конвектор внутрипольный Royal Thermo ATRIUM-150/400/2400-DG-U-BL","НС-1493419","RT-A-150/400/2400-DG-U-BL",3,5,9,13,18,21,23,150,400,2400,"DG","U","BL",{"$f":"IF((IFERROR(IF(VLOOKUP(AK910,X:Y,2,0)=TRUE,1,0),0)+IFERROR(IF(VLOOKUP(AL910,X:Y,2,0)=TRUE,1,0),0)+IFERROR(IF(VLOOKUP(AN910,X:Y,2,0)=TRUE,1,0),0)+IFERROR(IF(VLOOKUP(AO910,X:Y,2,0)=TRUE,1,0),0)+IFERROR(IF(VLOOKUP(AP910,X:Y,2,0)=TRUE,1,0),0)+IF(AND(AM910>=Калькулятор!$C$14,AM910<=Калькулятор!$E$14),1,0)+IF(OR(AND(AS910>=Калькулятор!$C$11,AS910<=IF(ISBLANK(Калькулятор!$E$11),100000,Калькулятор!$E$11)),Калькулятор!$C$11&Калькулятор!$E$11=\"\"),1,0))=7,1,0)","v":0},{"$f":"SUM(AQ$2:AQ910)","v":240},{"$f":"IF(Калькулятор!$F$8<>70,ROUND(INDEX($C$6:$V$17,MATCH(AM910,$B$6:$B$17,0),MATCH(AK910&AL910,$C$2:$V$2,0))*(Калькулятор!$F$8/70)^справочно!$Y$2,0),ROUND(INDEX($C$6:$V$17,MATCH(AM910,$B$6:$B$17,0),MATCH(AK910&AL910,$C$2:$V$2,0)),0))","v":2889},"ЗО",{"$f":"3.6*AV910/(4.19*(Калькулятор!$C$8-Калькулятор!$D$8))","v":248.18520286396179},{"$f":"IF(Калькулятор!$F$8<>70,INDEX($C$6:$V$17,MATCH(AM910,$B$6:$B$17,0),MATCH(AK910&AL910,$C$2:$V$2,0))*(Калькулятор!$F$8/70)^справочно!$Y$2,INDEX($C$6:$V$17,MATCH(AM910,$B$6:$B$17,0),MATCH(AK910&AL910,$C$2:$V$2,0)))","v":2888.6000000000004}]
[null,null,null,null,null,null,null,null,null,null,null,null,null,null,null,null,null,null,null,null,null,null,null,null,null,null,"Конвектор внутрипольный Royal Thermo ATRIUM-150/400/2600-DG-U-BL","НС-1493420","RT-A-150/400/2600-DG-U-BL",3,5,9,13,18,21,23,150,400,2600,"DG","U","BL",{"$f":"IF((IFERROR(IF(VLOOKUP(AK911,X:Y,2,0)=TRUE,1,0),0)+IFERROR(IF(VLOOKUP(AL911,X:Y,2,0)=TRUE,1,0),0)+IFERROR(IF(VLOOKUP(AN911,X:Y,2,0)=TRUE,1,0),0)+IFERROR(IF(VLOOKUP(AO911,X:Y,2,0)=TRUE,1,0),0)+IFERROR(IF(VLOOKUP(AP911,X:Y,2,0)=TRUE,1,0),0)+IF(AND(AM911>=Калькулятор!$C$14,AM911<=Калькулятор!$E$14),1,0)+IF(OR(AND(AS911>=Калькулятор!$C$11,AS911<=IF(ISBLANK(Калькулятор!$E$11),100000,Калькулятор!$E$11)),Калькулятор!$C$11&Калькулятор!$E$11=\"\"),1,0))=7,1,0)","v":0},{"$f":"SUM(AQ$2:AQ911)","v":240},{"$f":"IF(Калькулятор!$F$8<>70,ROUND(INDEX($C$6:$V$17,MATCH(AM911,$B$6:$B$17,0),MATCH(AK911&AL911,$C$2:$V$2,0))*(Калькулятор!$F$8/70)^справочно!$Y$2,0),ROUND(INDEX($C$6:$V$17,MATCH(AM911,$B$6:$B$17,0),MATCH(AK911&AL911,$C$2:$V$2,0)),0))","v":3143},"ЗО",{"$f":"3.6*AV911/(4.19*(Калькулятор!$C$8-Калькулятор!$D$8))","v":270.01718377088304},{"$f":"IF(Калькулятор!$F$8<>70,INDEX($C$6:$V$17,MATCH(AM911,$B$6:$B$17,0),MATCH(AK911&AL911,$C$2:$V$2,0))*(Калькулятор!$F$8/70)^справочно!$Y$2,INDEX($C$6:$V$17,MATCH(AM911,$B$6:$B$17,0),MATCH(AK911&AL911,$C$2:$V$2,0)))","v":3142.7000000000003}]
[null,null,null,null,null,null,null,null,null,null,null,null,null,null,null,null,null,null,null,null,null,null,null,null,null,null,"Конвектор внутрипольный Royal Thermo ATRIUM-150/400/2800-DG-U-BL","НС-1493421","RT-A-150/400/2800-DG-U-BL",3,5,9,13,18,21,23,150,400,2800,"DG","U","BL",{"$f":"IF((IFERROR(IF(VLOOKUP(AK912,X:Y,2,0)=TRUE,1,0),0)+IFERROR(IF(VLOOKUP(AL912,X:Y,2,0)=TRUE,1,0),0)+IFERROR(IF(VLOOKUP(AN912,X:Y,2,0)=TRUE,1,0),0)+IFERROR(IF(VLOOKUP(AO912,X:Y,2,0)=TRUE,1,0),0)+IFERROR(IF(VLOOKUP(AP912,X:Y,2,0)=TRUE,1,0),0)+IF(AND(AM912>=Калькулятор!$C$14,AM912<=Калькулятор!$E$14),1,0)+IF(OR(AND(AS912>=Калькулятор!$C$11,AS912<=IF(ISBLANK(Калькулятор!$E$11),100000,Калькулятор!$E$11)),Калькулятор!$C$11&Калькулятор!$E$11=\"\"),1,0))=7,1,0)","v":0},{"$f":"SUM(AQ$2:AQ912)","v":240},{"$f":"IF(Калькулятор!$F$8<>70,ROUND(INDEX($C$6:$V$17,MATCH(AM912,$B$6:$B$17,0),MATCH(AK912&AL912,$C$2:$V$2,0))*(Калькулятор!$F$8/70)^справочно!$Y$2,0),ROUND(INDEX($C$6:$V$17,MATCH(AM912,$B$6:$B$17,0),MATCH(AK912&AL912,$C$2:$V$2,0)),0))","v":3399},"ЗО",{"$f":"3.6*AV912/(4.19*(Калькулятор!$C$8-Калькулятор!$D$8))","v":292.03818615751788},{"$f":"IF(Калькулятор!$F$8<>70,INDEX($C$6:$V$17,MATCH(AM912,$B$6:$B$17,0),MATCH(AK912&AL912,$C$2:$V$2,0))*(Калькулятор!$F$8/70)^справочно!$Y$2,INDEX($C$6:$V$17,MATCH(AM912,$B$6:$B$17,0),MATCH(AK912&AL912,$C$2:$V$2,0)))","v":3399.0000000000005}]
[null,null,null,null,null,null,null,null,null,null,null,null,null,null,null,null,null,null,null,null,null,null,null,null,null,null,"Конвектор внутрипольный Royal Thermo ATRIUM-150/400/3000-DG-U-BL","НС-1493422","RT-A-150/400/3000-DG-U-BL",3,5,9,13,18,21,23,150,400,3000,"DG","U","BL",{"$f":"IF((IFERROR(IF(VLOOKUP(AK913,X:Y,2,0)=TRUE,1,0),0)+IFERROR(IF(VLOOKUP(AL913,X:Y,2,0)=TRUE,1,0),0)+IFERROR(IF(VLOOKUP(AN913,X:Y,2,0)=TRUE,1,0),0)+IFERROR(IF(VLOOKUP(AO913,X:Y,2,0)=TRUE,1,0),0)+IFERROR(IF(VLOOKUP(AP913,X:Y,2,0)=TRUE,1,0),0)+IF(AND(AM913>=Калькулятор!$C$14,AM913<=Калькулятор!$E$14),1,0)+IF(OR(AND(AS913>=Калькулятор!$C$11,AS913<=IF(ISBLANK(Калькулятор!$E$11),100000,Калькулятор!$E$11)),Калькулятор!$C$11&Калькулятор!$E$11=\"\"),1,0))=7,1,0)","v":0},{"$f":"SUM(AQ$2:AQ913)","v":240},{"$f":"IF(Калькулятор!$F$8<>70,ROUND(INDEX($C$6:$V$17,MATCH(AM913,$B$6:$B$17,0),MATCH(AK913&AL913,$C$2:$V$2,0))*(Калькулятор!$F$8/70)^справочно!$Y$2,0),ROUND(INDEX($C$6:$V$17,MATCH(AM913,$B$6:$B$17,0),MATCH(AK913&AL913,$C$2:$V$2,0)),0))","v":3653},"ЗО",{"$f":"3.6*AV913/(4.19*(Калькулятор!$C$8-Калькулятор!$D$8))","v":313.87016706443916},{"$f":"IF(Калькулятор!$F$8<>70,INDEX($C$6:$V$17,MATCH(AM913,$B$6:$B$17,0),MATCH(AK913&AL913,$C$2:$V$2,0))*(Калькулятор!$F$8/70)^справочно!$Y$2,INDEX($C$6:$V$17,MATCH(AM913,$B$6:$B$17,0),MATCH(AK913&AL913,$C$2:$V$2,0)))","v":3653.1000000000004}]
[null,null,null,null,null,null,null,null,null,null,null,null,null,null,null,null,null,null,null,null,null,null,null,null,null,null,"Конвектор внутрипольный Royal Thermo ATRIUM-190/200/800-DG-U-BL","НС-1493436","RT-A-190/200/800-DG-U-BL",3,5,9,13,17,20,22,190,200,800,"DG","U","BL",{"$f":"IF((IFERROR(IF(VLOOKUP(AK914,X:Y,2,0)=TRUE,1,0),0)+IFERROR(IF(VLOOKUP(AL914,X:Y,2,0)=TRUE,1,0),0)+IFERROR(IF(VLOOKUP(AN914,X:Y,2,0)=TRUE,1,0),0)+IFERROR(IF(VLOOKUP(AO914,X:Y,2,0)=TRUE,1,0),0)+IFERROR(IF(VLOOKUP(AP914,X:Y,2,0)=TRUE,1,0),0)+IF(AND(AM914>=Калькулятор!$C$14,AM914<=Калькулятор!$E$14),1,0)+IF(OR(AND(AS914>=Калькулятор!$C$11,AS914<=IF(ISBLANK(Калькулятор!$E$11),100000,Калькулятор!$E$11)),Калькулятор!$C$11&Калькулятор!$E$11=\"\"),1,0))=7,1,0)","v":0},{"$f":"SUM(AQ$2:AQ914)","v":240},{"$f":"IF(Калькулятор!$F$8<>70,ROUND(INDEX($C$6:$V$17,MATCH(AM914,$B$6:$B$17,0),MATCH(AK914&AL914,$C$2:$V$2,0))*(Калькулятор!$F$8/70)^справочно!$Y$2,0),ROUND(INDEX($C$6:$V$17,MATCH(AM914,$B$6:$B$17,0),MATCH(AK914&AL914,$C$2:$V$2,0)),0))","v":446},"ЗО",{"$f":"3.6*AV914/(4.19*(Калькулятор!$C$8-Калькулятор!$D$8))","v":38.336992840095462},{"$f":"IF(Калькулятор!$F$8<>70,INDEX($C$6:$V$17,MATCH(AM914,$B$6:$B$17,0),MATCH(AK914&AL914,$C$2:$V$2,0))*(Калькулятор!$F$8/70)^справочно!$Y$2,INDEX($C$6:$V$17,MATCH(AM914,$B$6:$B$17,0),MATCH(AK914&AL914,$C$2:$V$2,0)))","v":446.2}]
[null,null,null,null,null,null,null,null,null,null,null,null,null,null,null,null,null,null,null,null,null,null,null,null,null,null,"Конвектор внутрипольный Royal Thermo ATRIUM-190/200/1000-DG-U-BL","НС-1493425","RT-A-190/200/1000-DG-U-BL",3,5,9,13,18,21,23,190,200,1000,"DG","U","BL",{"$f":"IF((IFERROR(IF(VLOOKUP(AK915,X:Y,2,0)=TRUE,1,0),0)+IFERROR(IF(VLOOKUP(AL915,X:Y,2,0)=TRUE,1,0),0)+IFERROR(IF(VLOOKUP(AN915,X:Y,2,0)=TRUE,1,0),0)+IFERROR(IF(VLOOKUP(AO915,X:Y,2,0)=TRUE,1,0),0)+IFERROR(IF(VLOOKUP(AP915,X:Y,2,0)=TRUE,1,0),0)+IF(AND(AM915>=Калькулятор!$C$14,AM915<=Калькулятор!$E$14),1,0)+IF(OR(AND(AS915>=Калькулятор!$C$11,AS915<=IF(ISBLANK(Калькулятор!$E$11),100000,Калькулятор!$E$11)),Калькулятор!$C$11&Калькулятор!$E$11=\"\"),1,0))=7,1,0)","v":0},{"$f":"SUM(AQ$2:AQ915)","v":240},{"$f":"IF(Калькулятор!$F$8<>70,ROUND(INDEX($C$6:$V$17,MATCH(AM915,$B$6:$B$17,0),MATCH(AK915&AL915,$C$2:$V$2,0))*(Калькулятор!$F$8/70)^справочно!$Y$2,0),ROUND(INDEX($C$6:$V$17,MATCH(AM915,$B$6:$B$17,0),MATCH(AK915&AL915,$C$2:$V$2,0)),0))","v":616},"ЗО",{"$f":"3.6*AV915/(4.19*(Калькулятор!$C$8-Калькулятор!$D$8))","v":52.960381861575172},{"$f":"IF(Калькулятор!$F$8<>70,INDEX($C$6:$V$17,MATCH(AM915,$B$6:$B$17,0),MATCH(AK915&AL915,$C$2:$V$2,0))*(Калькулятор!$F$8/70)^справочно!$Y$2,INDEX($C$6:$V$17,MATCH(AM915,$B$6:$B$17,0),MATCH(AK915&AL915,$C$2:$V$2,0)))","v":616.4}]
[null,null,null,null,null,null,null,null,null,null,null,null,null,null,null,null,null,null,null,null,null,null,null,null,null,null,"Конвектор внутрипольный Royal Thermo ATRIUM-190/200/1200-DG-U-BL","НС-1493426","RT-A-190/200/1200-DG-U-BL",3,5,9,13,18,21,23,190,200,1200,"DG","U","BL",{"$f":"IF((IFERROR(IF(VLOOKUP(AK916,X:Y,2,0)=TRUE,1,0),0)+IFERROR(IF(VLOOKUP(AL916,X:Y,2,0)=TRUE,1,0),0)+IFERROR(IF(VLOOKUP(AN916,X:Y,2,0)=TRUE,1,0),0)+IFERROR(IF(VLOOKUP(AO916,X:Y,2,0)=TRUE,1,0),0)+IFERROR(IF(VLOOKUP(AP916,X:Y,2,0)=TRUE,1,0),0)+IF(AND(AM916>=Калькулятор!$C$14,AM916<=Калькулятор!$E$14),1,0)+IF(OR(AND(AS916>=Калькулятор!$C$11,AS916<=IF(ISBLANK(Калькулятор!$E$11),100000,Калькулятор!$E$11)),Калькулятор!$C$11&Калькулятор!$E$11=\"\"),1,0))=7,1,0)","v":0},{"$f":"SUM(AQ$2:AQ916)","v":240},{"$f":"IF(Калькулятор!$F$8<>70,ROUND(INDEX($C$6:$V$17,MATCH(AM916,$B$6:$B$17,0),MATCH(AK916&AL916,$C$2:$V$2,0))*(Калькулятор!$F$8/70)^справочно!$Y$2,0),ROUND(INDEX($C$6:$V$17,MATCH(AM916,$B$6:$B$17,0),MATCH(AK916&AL916,$C$2:$V$2,0)),0))","v":784},"ЗО",{"$f":"3.6*AV916/(4.19*(Калькулятор!$C$8-Калькулятор!$D$8))","v":67.386157517899747},{"$f":"IF(Калькулятор!$F$8<>70,INDEX($C$6:$V$17,MATCH(AM916,$B$6:$B$17,0),MATCH(AK916&AL916,$C$2:$V$2,0))*(Калькулятор!$F$8/70)^справочно!$Y$2,INDEX($C$6:$V$17,MATCH(AM916,$B$6:$B$17,0),MATCH(AK916&AL916,$C$2:$V$2,0)))","v":784.3}]
[null,null,null,null,null,null,null,null,null,null,null,null,null,null,null,null,null,null,null,null,null,null,null,null,null,null,"Конвектор внутрипольный Royal Thermo ATRIUM-190/200/1400-DG-U-BL","НС-1493427","RT-A-190/200/1400-DG-U-BL",3,5,9,13,18,21,23,190,200,1400,"DG","U","BL",{"$f":"IF((IFERROR(IF(VLOOKUP(AK917,X:Y,2,0)=TRUE,1,0),0)+IFERROR(IF(VLOOKUP(AL917,X:Y,2,0)=TRUE,1,0),0)+IFERROR(IF(VLOOKUP(AN917,X:Y,2,0)=TRUE,1,0),0)+IFERROR(IF(VLOOKUP(AO917,X:Y,2,0)=TRUE,1,0),0)+IFERROR(IF(VLOOKUP(AP917,X:Y,2,0)=TRUE,1,0),0)+IF(AND(AM917>=Калькулятор!$C$14,AM917<=Калькулятор!$E$14),1,0)+IF(OR(AND(AS917>=Калькулятор!$C$11,AS917<=IF(ISBLANK(Калькулятор!$E$11),100000,Калькулятор!$E$11)),Калькулятор!$C$11&Калькулятор!$E$11=\"\"),1,0))=7,1,0)","v":0},{"$f":"SUM(AQ$2:AQ917)","v":240},{"$f":"IF(Калькулятор!$F$8<>70,ROUND(INDEX($C$6:$V$17,MATCH(AM917,$B$6:$B$17,0),MATCH(AK917&AL917,$C$2:$V$2,0))*(Калькулятор!$F$8/70)^справочно!$Y$2,0),ROUND(INDEX($C$6:$V$17,MATCH(AM917,$B$6:$B$17,0),MATCH(AK917&AL917,$C$2:$V$2,0)),0))","v":953},"ЗО",{"$f":"3.6*AV917/(4.19*(Калькулятор!$C$8-Калькулятор!$D$8))","v":81.910739856801897},{"$f":"IF(Калькулятор!$F$8<>70,INDEX($C$6:$V$17,MATCH(AM917,$B$6:$B$17,0),MATCH(AK917&AL917,$C$2:$V$2,0))*(Калькулятор!$F$8/70)^справочно!$Y$2,INDEX($C$6:$V$17,MATCH(AM917,$B$6:$B$17,0),MATCH(AK917&AL917,$C$2:$V$2,0)))","v":953.34999999999991}]
[null,null,null,null,null,null,null,null,null,null,null,null,null,null,null,null,null,null,null,null,null,null,null,null,null,null,"Конвектор внутрипольный Royal Thermo ATRIUM-190/200/1600-DG-U-BL","НС-1493428","RT-A-190/200/1600-DG-U-BL",3,5,9,13,18,21,23,190,200,1600,"DG","U","BL",{"$f":"IF((IFERROR(IF(VLOOKUP(AK918,X:Y,2,0)=TRUE,1,0),0)+IFERROR(IF(VLOOKUP(AL918,X:Y,2,0)=TRUE,1,0),0)+IFERROR(IF(VLOOKUP(AN918,X:Y,2,0)=TRUE,1,0),0)+IFERROR(IF(VLOOKUP(AO918,X:Y,2,0)=TRUE,1,0),0)+IFERROR(IF(VLOOKUP(AP918,X:Y,2,0)=TRUE,1,0),0)+IF(AND(AM918>=Калькулятор!$C$14,AM918<=Калькулятор!$E$14),1,0)+IF(OR(AND(AS918>=Калькулятор!$C$11,AS918<=IF(ISBLANK(Калькулятор!$E$11),100000,Калькулятор!$E$11)),Калькулятор!$C$11&Калькулятор!$E$11=\"\"),1,0))=7,1,0)","v":0},{"$f":"SUM(AQ$2:AQ918)","v":240},{"$f":"IF(Калькулятор!$F$8<>70,ROUND(INDEX($C$6:$V$17,MATCH(AM918,$B$6:$B$17,0),MATCH(AK918&AL918,$C$2:$V$2,0))*(Калькулятор!$F$8/70)^справочно!$Y$2,0),ROUND(INDEX($C$6:$V$17,MATCH(AM918,$B$6:$B$17,0),MATCH(AK918&AL918,$C$2:$V$2,0)),0))","v":1124},"ЗО",{"$f":"3.6*AV918/(4.19*(Калькулятор!$C$8-Калькулятор!$D$8))","v":96.534128878281606},{"$f":"IF(Калькулятор!$F$8<>70,INDEX($C$6:$V$17,MATCH(AM918,$B$6:$B$17,0),MATCH(AK918&AL918,$C$2:$V$2,0))*(Калькулятор!$F$8/70)^справочно!$Y$2,INDEX($C$6:$V$17,MATCH(AM918,$B$6:$B$17,0),MATCH(AK918&AL918,$C$2:$V$2,0)))","v":1123.55}]
[null,null,null,null,null,null,null,null,null,null,null,null,null,null,null,null,null,null,null,null,null,null,null,null,null,null,"Конвектор внутрипольный Royal Thermo ATRIUM-190/200/1800-DG-U-BL","НС-1493429","RT-A-190/200/1800-DG-U-BL",3,5,9,13,18,21,23,190,200,1800,"DG","U","BL",{"$f":"IF((IFERROR(IF(VLOOKUP(AK919,X:Y,2,0)=TRUE,1,0),0)+IFERROR(IF(VLOOKUP(AL919,X:Y,2,0)=TRUE,1,0),0)+IFERROR(IF(VLOOKUP(AN919,X:Y,2,0)=TRUE,1,0),0)+IFERROR(IF(VLOOKUP(AO919,X:Y,2,0)=TRUE,1,0),0)+IFERROR(IF(VLOOKUP(AP919,X:Y,2,0)=TRUE,1,0),0)+IF(AND(AM919>=Калькулятор!$C$14,AM919<=Калькулятор!$E$14),1,0)+IF(OR(AND(AS919>=Калькулятор!$C$11,AS919<=IF(ISBLANK(Калькулятор!$E$11),100000,Калькулятор!$E$11)),Калькулятор!$C$11&Калькулятор!$E$11=\"\"),1,0))=7,1,0)","v":0},{"$f":"SUM(AQ$2:AQ919)","v":240},{"$f":"IF(Калькулятор!$F$8<>70,ROUND(INDEX($C$6:$V$17,MATCH(AM919,$B$6:$B$17,0),MATCH(AK919&AL919,$C$2:$V$2,0))*(Калькулятор!$F$8/70)^справочно!$Y$2,0),ROUND(INDEX($C$6:$V$17,MATCH(AM919,$B$6:$B$17,0),MATCH(AK919&AL919,$C$2:$V$2,0)),0))","v":1291},"ЗО",{"$f":"3.6*AV919/(4.19*(Калькулятор!$C$8-Калькулятор!$D$8))","v":110.95990453460618},{"$f":"IF(Калькулятор!$F$8<>70,INDEX($C$6:$V$17,MATCH(AM919,$B$6:$B$17,0),MATCH(AK919&AL919,$C$2:$V$2,0))*(Калькулятор!$F$8/70)^справочно!$Y$2,INDEX($C$6:$V$17,MATCH(AM919,$B$6:$B$17,0),MATCH(AK919&AL919,$C$2:$V$2,0)))","v":1291.4499999999998}]
[null,null,null,null,null,null,null,null,null,null,null,null,null,null,null,null,null,null,null,null,null,null,null,null,null,null,"Конвектор внутрипольный Royal Thermo ATRIUM-190/200/2000-DG-U-BL","НС-1493430","RT-A-190/200/2000-DG-U-BL",3,5,9,13,18,21,23,190,200,2000,"DG","U","BL",{"$f":"IF((IFERROR(IF(VLOOKUP(AK920,X:Y,2,0)=TRUE,1,0),0)+IFERROR(IF(VLOOKUP(AL920,X:Y,2,0)=TRUE,1,0),0)+IFERROR(IF(VLOOKUP(AN920,X:Y,2,0)=TRUE,1,0),0)+IFERROR(IF(VLOOKUP(AO920,X:Y,2,0)=TRUE,1,0),0)+IFERROR(IF(VLOOKUP(AP920,X:Y,2,0)=TRUE,1,0),0)+IF(AND(AM920>=Калькулятор!$C$14,AM920<=Калькулятор!$E$14),1,0)+IF(OR(AND(AS920>=Калькулятор!$C$11,AS920<=IF(ISBLANK(Калькулятор!$E$11),100000,Калькулятор!$E$11)),Калькулятор!$C$11&Калькулятор!$E$11=\"\"),1,0))=7,1,0)","v":0},{"$f":"SUM(AQ$2:AQ920)","v":240},{"$f":"IF(Калькулятор!$F$8<>70,ROUND(INDEX($C$6:$V$17,MATCH(AM920,$B$6:$B$17,0),MATCH(AK920&AL920,$C$2:$V$2,0))*(Калькулятор!$F$8/70)^справочно!$Y$2,0),ROUND(INDEX($C$6:$V$17,MATCH(AM920,$B$6:$B$17,0),MATCH(AK920&AL920,$C$2:$V$2,0)),0))","v":1461},"ЗО",{"$f":"3.6*AV920/(4.19*(Калькулятор!$C$8-Калькулятор!$D$8))","v":125.48448687350835},{"$f":"IF(Калькулятор!$F$8<>70,INDEX($C$6:$V$17,MATCH(AM920,$B$6:$B$17,0),MATCH(AK920&AL920,$C$2:$V$2,0))*(Калькулятор!$F$8/70)^справочно!$Y$2,INDEX($C$6:$V$17,MATCH(AM920,$B$6:$B$17,0),MATCH(AK920&AL920,$C$2:$V$2,0)))","v":1460.5}]
[null,null,null,null,null,null,null,null,null,null,null,null,null,null,null,null,null,null,null,null,null,null,null,null,null,null,"Конвектор внутрипольный Royal Thermo ATRIUM-190/200/2200-DG-U-BL","НС-1493431","RT-A-190/200/2200-DG-U-BL",3,5,9,13,18,21,23,190,200,2200,"DG","U","BL",{"$f":"IF((IFERROR(IF(VLOOKUP(AK921,X:Y,2,0)=TRUE,1,0),0)+IFERROR(IF(VLOOKUP(AL921,X:Y,2,0)=TRUE,1,0),0)+IFERROR(IF(VLOOKUP(AN921,X:Y,2,0)=TRUE,1,0),0)+IFERROR(IF(VLOOKUP(AO921,X:Y,2,0)=TRUE,1,0),0)+IFERROR(IF(VLOOKUP(AP921,X:Y,2,0)=TRUE,1,0),0)+IF(AND(AM921>=Калькулятор!$C$14,AM921<=Калькулятор!$E$14),1,0)+IF(OR(AND(AS921>=Калькулятор!$C$11,AS921<=IF(ISBLANK(Калькулятор!$E$11),100000,Калькулятор!$E$11)),Калькулятор!$C$11&Калькулятор!$E$11=\"\"),1,0))=7,1,0)","v":0},{"$f":"SUM(AQ$2:AQ921)","v":240},{"$f":"IF(Калькулятор!$F$8<>70,ROUND(INDEX($C$6:$V$17,MATCH(AM921,$B$6:$B$17,0),MATCH(AK921&AL921,$C$2:$V$2,0))*(Калькулятор!$F$8/70)^справочно!$Y$2,0),ROUND(INDEX($C$6:$V$17,MATCH(AM921,$B$6:$B$17,0),MATCH(AK921&AL921,$C$2:$V$2,0)),0))","v":1631},"ЗО",{"$f":"3.6*AV921/(4.19*(Калькулятор!$C$8-Калькулятор!$D$8))","v":140.10787589498804},{"$f":"IF(Калькулятор!$F$8<>70,INDEX($C$6:$V$17,MATCH(AM921,$B$6:$B$17,0),MATCH(AK921&AL921,$C$2:$V$2,0))*(Калькулятор!$F$8/70)^справочно!$Y$2,INDEX($C$6:$V$17,MATCH(AM921,$B$6:$B$17,0),MATCH(AK921&AL921,$C$2:$V$2,0)))","v":1630.6999999999998}]
[null,null,null,null,null,null,null,null,null,null,null,null,null,null,null,null,null,null,null,null,null,null,null,null,null,null,"Конвектор внутрипольный Royal Thermo ATRIUM-190/200/2400-DG-U-BL","НС-1493432","RT-A-190/200/2400-DG-U-BL",3,5,9,13,18,21,23,190,200,2400,"DG","U","BL",{"$f":"IF((IFERROR(IF(VLOOKUP(AK922,X:Y,2,0)=TRUE,1,0),0)+IFERROR(IF(VLOOKUP(AL922,X:Y,2,0)=TRUE,1,0),0)+IFERROR(IF(VLOOKUP(AN922,X:Y,2,0)=TRUE,1,0),0)+IFERROR(IF(VLOOKUP(AO922,X:Y,2,0)=TRUE,1,0),0)+IFERROR(IF(VLOOKUP(AP922,X:Y,2,0)=TRUE,1,0),0)+IF(AND(AM922>=Калькулятор!$C$14,AM922<=Калькулятор!$E$14),1,0)+IF(OR(AND(AS922>=Калькулятор!$C$11,AS922<=IF(ISBLANK(Калькулятор!$E$11),100000,Калькулятор!$E$11)),Калькулятор!$C$11&Калькулятор!$E$11=\"\"),1,0))=7,1,0)","v":0},{"$f":"SUM(AQ$2:AQ922)","v":240},{"$f":"IF(Калькулятор!$F$8<>70,ROUND(INDEX($C$6:$V$17,MATCH(AM922,$B$6:$B$17,0),MATCH(AK922&AL922,$C$2:$V$2,0))*(Калькулятор!$F$8/70)^справочно!$Y$2,0),ROUND(INDEX($C$6:$V$17,MATCH(AM922,$B$6:$B$17,0),MATCH(AK922&AL922,$C$2:$V$2,0)),0))","v":1799},"ЗО",{"$f":"3.6*AV922/(4.19*(Калькулятор!$C$8-Калькулятор!$D$8))","v":154.53365155131263},{"$f":"IF(Калькулятор!$F$8<>70,INDEX($C$6:$V$17,MATCH(AM922,$B$6:$B$17,0),MATCH(AK922&AL922,$C$2:$V$2,0))*(Калькулятор!$F$8/70)^справочно!$Y$2,INDEX($C$6:$V$17,MATCH(AM922,$B$6:$B$17,0),MATCH(AK922&AL922,$C$2:$V$2,0)))","v":1798.6}]
[null,null,null,null,null,null,null,null,null,null,null,null,null,null,null,null,null,null,null,null,null,null,null,null,null,null,"Конвектор внутрипольный Royal Thermo ATRIUM-190/200/2600-DG-U-BL","НС-1493433","RT-A-190/200/2600-DG-U-BL",3,5,9,13,18,21,23,190,200,2600,"DG","U","BL",{"$f":"IF((IFERROR(IF(VLOOKUP(AK923,X:Y,2,0)=TRUE,1,0),0)+IFERROR(IF(VLOOKUP(AL923,X:Y,2,0)=TRUE,1,0),0)+IFERROR(IF(VLOOKUP(AN923,X:Y,2,0)=TRUE,1,0),0)+IFERROR(IF(VLOOKUP(AO923,X:Y,2,0)=TRUE,1,0),0)+IFERROR(IF(VLOOKUP(AP923,X:Y,2,0)=TRUE,1,0),0)+IF(AND(AM923>=Калькулятор!$C$14,AM923<=Калькулятор!$E$14),1,0)+IF(OR(AND(AS923>=Калькулятор!$C$11,AS923<=IF(ISBLANK(Калькулятор!$E$11),100000,Калькулятор!$E$11)),Калькулятор!$C$11&Калькулятор!$E$11=\"\"),1,0))=7,1,0)","v":0},{"$f":"SUM(AQ$2:AQ923)","v":240},{"$f":"IF(Калькулятор!$F$8<>70,ROUND(INDEX($C$6:$V$17,MATCH(AM923,$B$6:$B$17,0),MATCH(AK923&AL923,$C$2:$V$2,0))*(Калькулятор!$F$8/70)^справочно!$Y$2,0),ROUND(INDEX($C$6:$V$17,MATCH(AM923,$B$6:$B$17,0),MATCH(AK923&AL923,$C$2:$V$2,0)),0))","v":1968},"ЗО",{"$f":"3.6*AV923/(4.19*(Калькулятор!$C$8-Калькулятор!$D$8))","v":169.05823389021478},{"$f":"IF(Калькулятор!$F$8<>70,INDEX($C$6:$V$17,MATCH(AM923,$B$6:$B$17,0),MATCH(AK923&AL923,$C$2:$V$2,0))*(Калькулятор!$F$8/70)^справочно!$Y$2,INDEX($C$6:$V$17,MATCH(AM923,$B$6:$B$17,0),MATCH(AK923&AL923,$C$2:$V$2,0)))","v":1967.6499999999999}]
[null,null,null,null,null,null,null,null,null,null,null,null,null,null,null,null,null,null,null,null,null,null,null,null,null,null,"Конвектор внутрипольный Royal Thermo ATRIUM-190/200/2800-DG-U-BL","НС-1493434","RT-A-190/200/2800-DG-U-BL",3,5,9,13,18,21,23,190,200,2800,"DG","U","BL",{"$f":"IF((IFERROR(IF(VLOOKUP(AK924,X:Y,2,0)=TRUE,1,0),0)+IFERROR(IF(VLOOKUP(AL924,X:Y,2,0)=TRUE,1,0),0)+IFERROR(IF(VLOOKUP(AN924,X:Y,2,0)=TRUE,1,0),0)+IFERROR(IF(VLOOKUP(AO924,X:Y,2,0)=TRUE,1,0),0)+IFERROR(IF(VLOOKUP(AP924,X:Y,2,0)=TRUE,1,0),0)+IF(AND(AM924>=Калькулятор!$C$14,AM924<=Калькулятор!$E$14),1,0)+IF(OR(AND(AS924>=Калькулятор!$C$11,AS924<=IF(ISBLANK(Калькулятор!$E$11),100000,Калькулятор!$E$11)),Калькулятор!$C$11&Калькулятор!$E$11=\"\"),1,0))=7,1,0)","v":0},{"$f":"SUM(AQ$2:AQ924)","v":240},{"$f":"IF(Калькулятор!$F$8<>70,ROUND(INDEX($C$6:$V$17,MATCH(AM924,$B$6:$B$17,0),MATCH(AK924&AL924,$C$2:$V$2,0))*(Калькулятор!$F$8/70)^справочно!$Y$2,0),ROUND(INDEX($C$6:$V$17,MATCH(AM924,$B$6:$B$17,0),MATCH(AK924&AL924,$C$2:$V$2,0)),0))","v":2137},"ЗО",{"$f":"3.6*AV924/(4.19*(Калькулятор!$C$8-Калькулятор!$D$8))","v":183.58281622911693},{"$f":"IF(Калькулятор!$F$8<>70,INDEX($C$6:$V$17,MATCH(AM924,$B$6:$B$17,0),MATCH(AK924&AL924,$C$2:$V$2,0))*(Калькулятор!$F$8/70)^справочно!$Y$2,INDEX($C$6:$V$17,MATCH(AM924,$B$6:$B$17,0),MATCH(AK924&AL924,$C$2:$V$2,0)))","v":2136.6999999999998}]
[null,null,null,null,null,null,null,null,null,null,null,null,null,null,null,null,null,null,null,null,null,null,null,null,null,null,"Конвектор внутрипольный Royal Thermo ATRIUM-190/200/3000-DG-U-BL","НС-1493435","RT-A-190/200/3000-DG-U-BL",3,5,9,13,18,21,23,190,200,3000,"DG","U","BL",{"$f":"IF((IFERROR(IF(VLOOKUP(AK925,X:Y,2,0)=TRUE,1,0),0)+IFERROR(IF(VLOOKUP(AL925,X:Y,2,0)=TRUE,1,0),0)+IFERROR(IF(VLOOKUP(AN925,X:Y,2,0)=TRUE,1,0),0)+IFERROR(IF(VLOOKUP(AO925,X:Y,2,0)=TRUE,1,0),0)+IFERROR(IF(VLOOKUP(AP925,X:Y,2,0)=TRUE,1,0),0)+IF(AND(AM925>=Калькулятор!$C$14,AM925<=Калькулятор!$E$14),1,0)+IF(OR(AND(AS925>=Калькулятор!$C$11,AS925<=IF(ISBLANK(Калькулятор!$E$11),100000,Калькулятор!$E$11)),Калькулятор!$C$11&Калькулятор!$E$11=\"\"),1,0))=7,1,0)","v":0},{"$f":"SUM(AQ$2:AQ925)","v":240},{"$f":"IF(Калькулятор!$F$8<>70,ROUND(INDEX($C$6:$V$17,MATCH(AM925,$B$6:$B$17,0),MATCH(AK925&AL925,$C$2:$V$2,0))*(Калькулятор!$F$8/70)^справочно!$Y$2,0),ROUND(INDEX($C$6:$V$17,MATCH(AM925,$B$6:$B$17,0),MATCH(AK925&AL925,$C$2:$V$2,0)),0))","v":2306},"ЗО",{"$f":"3.6*AV925/(4.19*(Калькулятор!$C$8-Калькулятор!$D$8))","v":198.10739856801908},{"$f":"IF(Калькулятор!$F$8<>70,INDEX($C$6:$V$17,MATCH(AM925,$B$6:$B$17,0),MATCH(AK925&AL925,$C$2:$V$2,0))*(Калькулятор!$F$8/70)^справочно!$Y$2,INDEX($C$6:$V$17,MATCH(AM925,$B$6:$B$17,0),MATCH(AK925&AL925,$C$2:$V$2,0)))","v":2305.75}]
[null,null,null,null,null,null,null,null,null,null,null,null,null,null,null,null,null,null,null,null,null,null,null,null,null,null,"Конвектор внутрипольный Royal Thermo ATRIUM-190/250/800-DG-U-BL","НС-1493449","RT-A-190/250/800-DG-U-BL",3,5,9,13,17,20,22,190,250,800,"DG","U","BL",{"$f":"IF((IFERROR(IF(VLOOKUP(AK926,X:Y,2,0)=TRUE,1,0),0)+IFERROR(IF(VLOOKUP(AL926,X:Y,2,0)=TRUE,1,0),0)+IFERROR(IF(VLOOKUP(AN926,X:Y,2,0)=TRUE,1,0),0)+IFERROR(IF(VLOOKUP(AO926,X:Y,2,0)=TRUE,1,0),0)+IFERROR(IF(VLOOKUP(AP926,X:Y,2,0)=TRUE,1,0),0)+IF(AND(AM926>=Калькулятор!$C$14,AM926<=Калькулятор!$E$14),1,0)+IF(OR(AND(AS926>=Калькулятор!$C$11,AS926<=IF(ISBLANK(Калькулятор!$E$11),100000,Калькулятор!$E$11)),Калькулятор!$C$11&Калькулятор!$E$11=\"\"),1,0))=7,1,0)","v":0},{"$f":"SUM(AQ$2:AQ926)","v":240},{"$f":"IF(Калькулятор!$F$8<>70,ROUND(INDEX($C$6:$V$17,MATCH(AM926,$B$6:$B$17,0),MATCH(AK926&AL926,$C$2:$V$2,0))*(Калькулятор!$F$8/70)^справочно!$Y$2,0),ROUND(INDEX($C$6:$V$17,MATCH(AM926,$B$6:$B$17,0),MATCH(AK926&AL926,$C$2:$V$2,0)),0))","v":519},"ЗО",{"$f":"3.6*AV926/(4.19*(Калькулятор!$C$8-Калькулятор!$D$8))","v":44.561813842482088},{"$f":"IF(Калькулятор!$F$8<>70,INDEX($C$6:$V$17,MATCH(AM926,$B$6:$B$17,0),MATCH(AK926&AL926,$C$2:$V$2,0))*(Калькулятор!$F$8/70)^справочно!$Y$2,INDEX($C$6:$V$17,MATCH(AM926,$B$6:$B$17,0),MATCH(AK926&AL926,$C$2:$V$2,0)))","v":518.65}]
[null,null,null,null,null,null,null,null,null,null,null,null,null,null,null,null,null,null,null,null,null,null,null,null,null,null,"Конвектор внутрипольный Royal Thermo ATRIUM-190/250/1000-DG-U-BL","НС-1493438","RT-A-190/250/1000-DG-U-BL",3,5,9,13,18,21,23,190,250,1000,"DG","U","BL",{"$f":"IF((IFERROR(IF(VLOOKUP(AK927,X:Y,2,0)=TRUE,1,0),0)+IFERROR(IF(VLOOKUP(AL927,X:Y,2,0)=TRUE,1,0),0)+IFERROR(IF(VLOOKUP(AN927,X:Y,2,0)=TRUE,1,0),0)+IFERROR(IF(VLOOKUP(AO927,X:Y,2,0)=TRUE,1,0),0)+IFERROR(IF(VLOOKUP(AP927,X:Y,2,0)=TRUE,1,0),0)+IF(AND(AM927>=Калькулятор!$C$14,AM927<=Калькулятор!$E$14),1,0)+IF(OR(AND(AS927>=Калькулятор!$C$11,AS927<=IF(ISBLANK(Калькулятор!$E$11),100000,Калькулятор!$E$11)),Калькулятор!$C$11&Калькулятор!$E$11=\"\"),1,0))=7,1,0)","v":0},{"$f":"SUM(AQ$2:AQ927)","v":240},{"$f":"IF(Калькулятор!$F$8<>70,ROUND(INDEX($C$6:$V$17,MATCH(AM927,$B$6:$B$17,0),MATCH(AK927&AL927,$C$2:$V$2,0))*(Калькулятор!$F$8/70)^справочно!$Y$2,0),ROUND(INDEX($C$6:$V$17,MATCH(AM927,$B$6:$B$17,0),MATCH(AK927&AL927,$C$2:$V$2,0)),0))","v":692},"ЗО",{"$f":"3.6*AV927/(4.19*(Калькулятор!$C$8-Калькулятор!$D$8))","v":59.481622911694494},{"$f":"IF(Калькулятор!$F$8<>70,INDEX($C$6:$V$17,MATCH(AM927,$B$6:$B$17,0),MATCH(AK927&AL927,$C$2:$V$2,0))*(Калькулятор!$F$8/70)^справочно!$Y$2,INDEX($C$6:$V$17,MATCH(AM927,$B$6:$B$17,0),MATCH(AK927&AL927,$C$2:$V$2,0)))","v":692.3}]
[null,null,null,null,null,null,null,null,null,null,null,null,null,null,null,null,null,null,null,null,null,null,null,null,null,null,"Конвектор внутрипольный Royal Thermo ATRIUM-190/250/1200-DG-U-BL","НС-1493439","RT-A-190/250/1200-DG-U-BL",3,5,9,13,18,21,23,190,250,1200,"DG","U","BL",{"$f":"IF((IFERROR(IF(VLOOKUP(AK928,X:Y,2,0)=TRUE,1,0),0)+IFERROR(IF(VLOOKUP(AL928,X:Y,2,0)=TRUE,1,0),0)+IFERROR(IF(VLOOKUP(AN928,X:Y,2,0)=TRUE,1,0),0)+IFERROR(IF(VLOOKUP(AO928,X:Y,2,0)=TRUE,1,0),0)+IFERROR(IF(VLOOKUP(AP928,X:Y,2,0)=TRUE,1,0),0)+IF(AND(AM928>=Калькулятор!$C$14,AM928<=Калькулятор!$E$14),1,0)+IF(OR(AND(AS928>=Калькулятор!$C$11,AS928<=IF(ISBLANK(Калькулятор!$E$11),100000,Калькулятор!$E$11)),Калькулятор!$C$11&Калькулятор!$E$11=\"\"),1,0))=7,1,0)","v":0},{"$f":"SUM(AQ$2:AQ928)","v":240},{"$f":"IF(Калькулятор!$F$8<>70,ROUND(INDEX($C$6:$V$17,MATCH(AM928,$B$6:$B$17,0),MATCH(AK928&AL928,$C$2:$V$2,0))*(Калькулятор!$F$8/70)^справочно!$Y$2,0),ROUND(INDEX($C$6:$V$17,MATCH(AM928,$B$6:$B$17,0),MATCH(AK928&AL928,$C$2:$V$2,0)),0))","v":866},"ЗО",{"$f":"3.6*AV928/(4.19*(Калькулятор!$C$8-Калькулятор!$D$8))","v":74.401431980906906},{"$f":"IF(Калькулятор!$F$8<>70,INDEX($C$6:$V$17,MATCH(AM928,$B$6:$B$17,0),MATCH(AK928&AL928,$C$2:$V$2,0))*(Калькулятор!$F$8/70)^справочно!$Y$2,INDEX($C$6:$V$17,MATCH(AM928,$B$6:$B$17,0),MATCH(AK928&AL928,$C$2:$V$2,0)))","v":865.94999999999993}]
[null,null,null,null,null,null,null,null,null,null,null,null,null,null,null,null,null,null,null,null,null,null,null,null,null,null,"Конвектор внутрипольный Royal Thermo ATRIUM-190/250/1400-DG-U-BL","НС-1493440","RT-A-190/250/1400-DG-U-BL",3,5,9,13,18,21,23,190,250,1400,"DG","U","BL",{"$f":"IF((IFERROR(IF(VLOOKUP(AK929,X:Y,2,0)=TRUE,1,0),0)+IFERROR(IF(VLOOKUP(AL929,X:Y,2,0)=TRUE,1,0),0)+IFERROR(IF(VLOOKUP(AN929,X:Y,2,0)=TRUE,1,0),0)+IFERROR(IF(VLOOKUP(AO929,X:Y,2,0)=TRUE,1,0),0)+IFERROR(IF(VLOOKUP(AP929,X:Y,2,0)=TRUE,1,0),0)+IF(AND(AM929>=Калькулятор!$C$14,AM929<=Калькулятор!$E$14),1,0)+IF(OR(AND(AS929>=Калькулятор!$C$11,AS929<=IF(ISBLANK(Калькулятор!$E$11),100000,Калькулятор!$E$11)),Калькулятор!$C$11&Калькулятор!$E$11=\"\"),1,0))=7,1,0)","v":0},{"$f":"SUM(AQ$2:AQ929)","v":240},{"$f":"IF(Калькулятор!$F$8<>70,ROUND(INDEX($C$6:$V$17,MATCH(AM929,$B$6:$B$17,0),MATCH(AK929&AL929,$C$2:$V$2,0))*(Калькулятор!$F$8/70)^справочно!$Y$2,0),ROUND(INDEX($C$6:$V$17,MATCH(AM929,$B$6:$B$17,0),MATCH(AK929&AL929,$C$2:$V$2,0)),0))","v":1038},"ЗО",{"$f":"3.6*AV929/(4.19*(Калькулятор!$C$8-Калькулятор!$D$8))","v":89.222434367541751},{"$f":"IF(Калькулятор!$F$8<>70,INDEX($C$6:$V$17,MATCH(AM929,$B$6:$B$17,0),MATCH(AK929&AL929,$C$2:$V$2,0))*(Калькулятор!$F$8/70)^справочно!$Y$2,INDEX($C$6:$V$17,MATCH(AM929,$B$6:$B$17,0),MATCH(AK929&AL929,$C$2:$V$2,0)))","v":1038.4499999999998}]
[null,null,null,null,null,null,null,null,null,null,null,null,null,null,null,null,null,null,null,null,null,null,null,null,null,null,"Конвектор внутрипольный Royal Thermo ATRIUM-190/250/1600-DG-U-BL","НС-1493441","RT-A-190/250/1600-DG-U-BL",3,5,9,13,18,21,23,190,250,1600,"DG","U","BL",{"$f":"IF((IFERROR(IF(VLOOKUP(AK930,X:Y,2,0)=TRUE,1,0),0)+IFERROR(IF(VLOOKUP(AL930,X:Y,2,0)=TRUE,1,0),0)+IFERROR(IF(VLOOKUP(AN930,X:Y,2,0)=TRUE,1,0),0)+IFERROR(IF(VLOOKUP(AO930,X:Y,2,0)=TRUE,1,0),0)+IFERROR(IF(VLOOKUP(AP930,X:Y,2,0)=TRUE,1,0),0)+IF(AND(AM930>=Калькулятор!$C$14,AM930<=Калькулятор!$E$14),1,0)+IF(OR(AND(AS930>=Калькулятор!$C$11,AS930<=IF(ISBLANK(Калькулятор!$E$11),100000,Калькулятор!$E$11)),Калькулятор!$C$11&Калькулятор!$E$11=\"\"),1,0))=7,1,0)","v":0},{"$f":"SUM(AQ$2:AQ930)","v":240},{"$f":"IF(Калькулятор!$F$8<>70,ROUND(INDEX($C$6:$V$17,MATCH(AM930,$B$6:$B$17,0),MATCH(AK930&AL930,$C$2:$V$2,0))*(Калькулятор!$F$8/70)^справочно!$Y$2,0),ROUND(INDEX($C$6:$V$17,MATCH(AM930,$B$6:$B$17,0),MATCH(AK930&AL930,$C$2:$V$2,0)),0))","v":1212},"ЗО",{"$f":"3.6*AV930/(4.19*(Калькулятор!$C$8-Калькулятор!$D$8))","v":104.14224343675416},{"$f":"IF(Калькулятор!$F$8<>70,INDEX($C$6:$V$17,MATCH(AM930,$B$6:$B$17,0),MATCH(AK930&AL930,$C$2:$V$2,0))*(Калькулятор!$F$8/70)^справочно!$Y$2,INDEX($C$6:$V$17,MATCH(AM930,$B$6:$B$17,0),MATCH(AK930&AL930,$C$2:$V$2,0)))","v":1212.0999999999999}]
[null,null,null,null,null,null,null,null,null,null,null,null,null,null,null,null,null,null,null,null,null,null,null,null,null,null,"Конвектор внутрипольный Royal Thermo ATRIUM-190/250/1800-DG-U-BL","НС-1493442","RT-A-190/250/1800-DG-U-BL",3,5,9,13,18,21,23,190,250,1800,"DG","U","BL",{"$f":"IF((IFERROR(IF(VLOOKUP(AK931,X:Y,2,0)=TRUE,1,0),0)+IFERROR(IF(VLOOKUP(AL931,X:Y,2,0)=TRUE,1,0),0)+IFERROR(IF(VLOOKUP(AN931,X:Y,2,0)=TRUE,1,0),0)+IFERROR(IF(VLOOKUP(AO931,X:Y,2,0)=TRUE,1,0),0)+IFERROR(IF(VLOOKUP(AP931,X:Y,2,0)=TRUE,1,0),0)+IF(AND(AM931>=Калькулятор!$C$14,AM931<=Калькулятор!$E$14),1,0)+IF(OR(AND(AS931>=Калькулятор!$C$11,AS931<=IF(ISBLANK(Калькулятор!$E$11),100000,Калькулятор!$E$11)),Калькулятор!$C$11&Калькулятор!$E$11=\"\"),1,0))=7,1,0)","v":0},{"$f":"SUM(AQ$2:AQ931)","v":240},{"$f":"IF(Калькулятор!$F$8<>70,ROUND(INDEX($C$6:$V$17,MATCH(AM931,$B$6:$B$17,0),MATCH(AK931&AL931,$C$2:$V$2,0))*(Калькулятор!$F$8/70)^справочно!$Y$2,0),ROUND(INDEX($C$6:$V$17,MATCH(AM931,$B$6:$B$17,0),MATCH(AK931&AL931,$C$2:$V$2,0)),0))","v":1387},"ЗО",{"$f":"3.6*AV931/(4.19*(Калькулятор!$C$8-Калькулятор!$D$8))","v":119.16085918854412},{"$f":"IF(Калькулятор!$F$8<>70,INDEX($C$6:$V$17,MATCH(AM931,$B$6:$B$17,0),MATCH(AK931&AL931,$C$2:$V$2,0))*(Калькулятор!$F$8/70)^справочно!$Y$2,INDEX($C$6:$V$17,MATCH(AM931,$B$6:$B$17,0),MATCH(AK931&AL931,$C$2:$V$2,0)))","v":1386.8999999999999}]
[null,null,null,null,null,null,null,null,null,null,null,null,null,null,null,null,null,null,null,null,null,null,null,null,null,null,"Конвектор внутрипольный Royal Thermo ATRIUM-190/250/2000-DG-U-BL","НС-1493443","RT-A-190/250/2000-DG-U-BL",3,5,9,13,18,21,23,190,250,2000,"DG","U","BL",{"$f":"IF((IFERROR(IF(VLOOKUP(AK932,X:Y,2,0)=TRUE,1,0),0)+IFERROR(IF(VLOOKUP(AL932,X:Y,2,0)=TRUE,1,0),0)+IFERROR(IF(VLOOKUP(AN932,X:Y,2,0)=TRUE,1,0),0)+IFERROR(IF(VLOOKUP(AO932,X:Y,2,0)=TRUE,1,0),0)+IFERROR(IF(VLOOKUP(AP932,X:Y,2,0)=TRUE,1,0),0)+IF(AND(AM932>=Калькулятор!$C$14,AM932<=Калькулятор!$E$14),1,0)+IF(OR(AND(AS932>=Калькулятор!$C$11,AS932<=IF(ISBLANK(Калькулятор!$E$11),100000,Калькулятор!$E$11)),Калькулятор!$C$11&Калькулятор!$E$11=\"\"),1,0))=7,1,0)","v":0},{"$f":"SUM(AQ$2:AQ932)","v":240},{"$f":"IF(Калькулятор!$F$8<>70,ROUND(INDEX($C$6:$V$17,MATCH(AM932,$B$6:$B$17,0),MATCH(AK932&AL932,$C$2:$V$2,0))*(Калькулятор!$F$8/70)^справочно!$Y$2,0),ROUND(INDEX($C$6:$V$17,MATCH(AM932,$B$6:$B$17,0),MATCH(AK932&AL932,$C$2:$V$2,0)),0))","v":1561},"ЗО",{"$f":"3.6*AV932/(4.19*(Калькулятор!$C$8-Калькулятор!$D$8))","v":134.08066825775654},{"$f":"IF(Калькулятор!$F$8<>70,INDEX($C$6:$V$17,MATCH(AM932,$B$6:$B$17,0),MATCH(AK932&AL932,$C$2:$V$2,0))*(Калькулятор!$F$8/70)^справочно!$Y$2,INDEX($C$6:$V$17,MATCH(AM932,$B$6:$B$17,0),MATCH(AK932&AL932,$C$2:$V$2,0)))","v":1560.55}]
[null,null,null,null,null,null,null,null,null,null,null,null,null,null,null,null,null,null,null,null,null,null,null,null,null,null,"Конвектор внутрипольный Royal Thermo ATRIUM-190/250/2200-DG-U-BL","НС-1493444","RT-A-190/250/2200-DG-U-BL",3,5,9,13,18,21,23,190,250,2200,"DG","U","BL",{"$f":"IF((IFERROR(IF(VLOOKUP(AK933,X:Y,2,0)=TRUE,1,0),0)+IFERROR(IF(VLOOKUP(AL933,X:Y,2,0)=TRUE,1,0),0)+IFERROR(IF(VLOOKUP(AN933,X:Y,2,0)=TRUE,1,0),0)+IFERROR(IF(VLOOKUP(AO933,X:Y,2,0)=TRUE,1,0),0)+IFERROR(IF(VLOOKUP(AP933,X:Y,2,0)=TRUE,1,0),0)+IF(AND(AM933>=Калькулятор!$C$14,AM933<=Калькулятор!$E$14),1,0)+IF(OR(AND(AS933>=Калькулятор!$C$11,AS933<=IF(ISBLANK(Калькулятор!$E$11),100000,Калькулятор!$E$11)),Калькулятор!$C$11&Калькулятор!$E$11=\"\"),1,0))=7,1,0)","v":0},{"$f":"SUM(AQ$2:AQ933)","v":240},{"$f":"IF(Калькулятор!$F$8<>70,ROUND(INDEX($C$6:$V$17,MATCH(AM933,$B$6:$B$17,0),MATCH(AK933&AL933,$C$2:$V$2,0))*(Калькулятор!$F$8/70)^справочно!$Y$2,0),ROUND(INDEX($C$6:$V$17,MATCH(AM933,$B$6:$B$17,0),MATCH(AK933&AL933,$C$2:$V$2,0)),0))","v":1734},"ЗО",{"$f":"3.6*AV933/(4.19*(Калькулятор!$C$8-Калькулятор!$D$8))","v":149.00047732696896},{"$f":"IF(Калькулятор!$F$8<>70,INDEX($C$6:$V$17,MATCH(AM933,$B$6:$B$17,0),MATCH(AK933&AL933,$C$2:$V$2,0))*(Калькулятор!$F$8/70)^справочно!$Y$2,INDEX($C$6:$V$17,MATCH(AM933,$B$6:$B$17,0),MATCH(AK933&AL933,$C$2:$V$2,0)))","v":1734.1999999999998}]
[null,null,null,null,null,null,null,null,null,null,null,null,null,null,null,null,null,null,null,null,null,null,null,null,null,null,"Конвектор внутрипольный Royal Thermo ATRIUM-190/250/2400-DG-U-BL","НС-1493445","RT-A-190/250/2400-DG-U-BL",3,5,9,13,18,21,23,190,250,2400,"DG","U","BL",{"$f":"IF((IFERROR(IF(VLOOKUP(AK934,X:Y,2,0)=TRUE,1,0),0)+IFERROR(IF(VLOOKUP(AL934,X:Y,2,0)=TRUE,1,0),0)+IFERROR(IF(VLOOKUP(AN934,X:Y,2,0)=TRUE,1,0),0)+IFERROR(IF(VLOOKUP(AO934,X:Y,2,0)=TRUE,1,0),0)+IFERROR(IF(VLOOKUP(AP934,X:Y,2,0)=TRUE,1,0),0)+IF(AND(AM934>=Калькулятор!$C$14,AM934<=Калькулятор!$E$14),1,0)+IF(OR(AND(AS934>=Калькулятор!$C$11,AS934<=IF(ISBLANK(Калькулятор!$E$11),100000,Калькулятор!$E$11)),Калькулятор!$C$11&Калькулятор!$E$11=\"\"),1,0))=7,1,0)","v":0},{"$f":"SUM(AQ$2:AQ934)","v":240},{"$f":"IF(Калькулятор!$F$8<>70,ROUND(INDEX($C$6:$V$17,MATCH(AM934,$B$6:$B$17,0),MATCH(AK934&AL934,$C$2:$V$2,0))*(Калькулятор!$F$8/70)^справочно!$Y$2,0),ROUND(INDEX($C$6:$V$17,MATCH(AM934,$B$6:$B$17,0),MATCH(AK934&AL934,$C$2:$V$2,0)),0))","v":1947},"ЗО",{"$f":"3.6*AV934/(4.19*(Калькулятор!$C$8-Калькулятор!$D$8))","v":167.27971360381858},{"$f":"IF(Калькулятор!$F$8<>70,INDEX($C$6:$V$17,MATCH(AM934,$B$6:$B$17,0),MATCH(AK934&AL934,$C$2:$V$2,0))*(Калькулятор!$F$8/70)^справочно!$Y$2,INDEX($C$6:$V$17,MATCH(AM934,$B$6:$B$17,0),MATCH(AK934&AL934,$C$2:$V$2,0)))","v":1946.9499999999998}]
[null,null,null,null,null,null,null,null,null,null,null,null,null,null,null,null,null,null,null,null,null,null,null,null,null,null,"Конвектор внутрипольный Royal Thermo ATRIUM-190/250/2600-DG-U-BL","НС-1493446","RT-A-190/250/2600-DG-U-BL",3,5,9,13,18,21,23,190,250,2600,"DG","U","BL",{"$f":"IF((IFERROR(IF(VLOOKUP(AK935,X:Y,2,0)=TRUE,1,0),0)+IFERROR(IF(VLOOKUP(AL935,X:Y,2,0)=TRUE,1,0),0)+IFERROR(IF(VLOOKUP(AN935,X:Y,2,0)=TRUE,1,0),0)+IFERROR(IF(VLOOKUP(AO935,X:Y,2,0)=TRUE,1,0),0)+IFERROR(IF(VLOOKUP(AP935,X:Y,2,0)=TRUE,1,0),0)+IF(AND(AM935>=Калькулятор!$C$14,AM935<=Калькулятор!$E$14),1,0)+IF(OR(AND(AS935>=Калькулятор!$C$11,AS935<=IF(ISBLANK(Калькулятор!$E$11),100000,Калькулятор!$E$11)),Калькулятор!$C$11&Калькулятор!$E$11=\"\"),1,0))=7,1,0)","v":0},{"$f":"SUM(AQ$2:AQ935)","v":240},{"$f":"IF(Калькулятор!$F$8<>70,ROUND(INDEX($C$6:$V$17,MATCH(AM935,$B$6:$B$17,0),MATCH(AK935&AL935,$C$2:$V$2,0))*(Калькулятор!$F$8/70)^справочно!$Y$2,0),ROUND(INDEX($C$6:$V$17,MATCH(AM935,$B$6:$B$17,0),MATCH(AK935&AL935,$C$2:$V$2,0)),0))","v":2121},"ЗО",{"$f":"3.6*AV935/(4.19*(Калькулятор!$C$8-Калькулятор!$D$8))","v":182.199522673031},{"$f":"IF(Калькулятор!$F$8<>70,INDEX($C$6:$V$17,MATCH(AM935,$B$6:$B$17,0),MATCH(AK935&AL935,$C$2:$V$2,0))*(Калькулятор!$F$8/70)^справочно!$Y$2,INDEX($C$6:$V$17,MATCH(AM935,$B$6:$B$17,0),MATCH(AK935&AL935,$C$2:$V$2,0)))","v":2120.6}]
[null,null,null,null,null,null,null,null,null,null,null,null,null,null,null,null,null,null,null,null,null,null,null,null,null,null,"Конвектор внутрипольный Royal Thermo ATRIUM-190/250/2800-DG-U-BL","НС-1493447","RT-A-190/250/2800-DG-U-BL",3,5,9,13,18,21,23,190,250,2800,"DG","U","BL",{"$f":"IF((IFERROR(IF(VLOOKUP(AK936,X:Y,2,0)=TRUE,1,0),0)+IFERROR(IF(VLOOKUP(AL936,X:Y,2,0)=TRUE,1,0),0)+IFERROR(IF(VLOOKUP(AN936,X:Y,2,0)=TRUE,1,0),0)+IFERROR(IF(VLOOKUP(AO936,X:Y,2,0)=TRUE,1,0),0)+IFERROR(IF(VLOOKUP(AP936,X:Y,2,0)=TRUE,1,0),0)+IF(AND(AM936>=Калькулятор!$C$14,AM936<=Калькулятор!$E$14),1,0)+IF(OR(AND(AS936>=Калькулятор!$C$11,AS936<=IF(ISBLANK(Калькулятор!$E$11),100000,Калькулятор!$E$11)),Калькулятор!$C$11&Калькулятор!$E$11=\"\"),1,0))=7,1,0)","v":0},{"$f":"SUM(AQ$2:AQ936)","v":240},{"$f":"IF(Калькулятор!$F$8<>70,ROUND(INDEX($C$6:$V$17,MATCH(AM936,$B$6:$B$17,0),MATCH(AK936&AL936,$C$2:$V$2,0))*(Калькулятор!$F$8/70)^справочно!$Y$2,0),ROUND(INDEX($C$6:$V$17,MATCH(AM936,$B$6:$B$17,0),MATCH(AK936&AL936,$C$2:$V$2,0)),0))","v":2294},"ЗО",{"$f":"3.6*AV936/(4.19*(Калькулятор!$C$8-Калькулятор!$D$8))","v":197.11933174224345},{"$f":"IF(Калькулятор!$F$8<>70,INDEX($C$6:$V$17,MATCH(AM936,$B$6:$B$17,0),MATCH(AK936&AL936,$C$2:$V$2,0))*(Калькулятор!$F$8/70)^справочно!$Y$2,INDEX($C$6:$V$17,MATCH(AM936,$B$6:$B$17,0),MATCH(AK936&AL936,$C$2:$V$2,0)))","v":2294.25}]
[null,null,null,null,null,null,null,null,null,null,null,null,null,null,null,null,null,null,null,null,null,null,null,null,null,null,"Конвектор внутрипольный Royal Thermo ATRIUM-190/250/3000-DG-U-BL","НС-1493448","RT-A-190/250/3000-DG-U-BL",3,5,9,13,18,21,23,190,250,3000,"DG","U","BL",{"$f":"IF((IFERROR(IF(VLOOKUP(AK937,X:Y,2,0)=TRUE,1,0),0)+IFERROR(IF(VLOOKUP(AL937,X:Y,2,0)=TRUE,1,0),0)+IFERROR(IF(VLOOKUP(AN937,X:Y,2,0)=TRUE,1,0),0)+IFERROR(IF(VLOOKUP(AO937,X:Y,2,0)=TRUE,1,0),0)+IFERROR(IF(VLOOKUP(AP937,X:Y,2,0)=TRUE,1,0),0)+IF(AND(AM937>=Калькулятор!$C$14,AM937<=Калькулятор!$E$14),1,0)+IF(OR(AND(AS937>=Калькулятор!$C$11,AS937<=IF(ISBLANK(Калькулятор!$E$11),100000,Калькулятор!$E$11)),Калькулятор!$C$11&Калькулятор!$E$11=\"\"),1,0))=7,1,0)","v":0},{"$f":"SUM(AQ$2:AQ937)","v":240},{"$f":"IF(Калькулятор!$F$8<>70,ROUND(INDEX($C$6:$V$17,MATCH(AM937,$B$6:$B$17,0),MATCH(AK937&AL937,$C$2:$V$2,0))*(Калькулятор!$F$8/70)^справочно!$Y$2,0),ROUND(INDEX($C$6:$V$17,MATCH(AM937,$B$6:$B$17,0),MATCH(AK937&AL937,$C$2:$V$2,0)),0))","v":2468},"ЗО",{"$f":"3.6*AV937/(4.19*(Калькулятор!$C$8-Калькулятор!$D$8))","v":212.03914081145578},{"$f":"IF(Калькулятор!$F$8<>70,INDEX($C$6:$V$17,MATCH(AM937,$B$6:$B$17,0),MATCH(AK937&AL937,$C$2:$V$2,0))*(Калькулятор!$F$8/70)^справочно!$Y$2,INDEX($C$6:$V$17,MATCH(AM937,$B$6:$B$17,0),MATCH(AK937&AL937,$C$2:$V$2,0)))","v":2467.8999999999996}]
[null,null,null,null,null,null,null,null,null,null,null,null,null,null,null,null,null,null,null,null,null,null,null,null,null,null,"Конвектор внутрипольный Royal Thermo ATRIUM-190/300/800-DG-U-BL","НС-1493462","RT-A-190/300/800-DG-U-BL",3,5,9,13,17,20,22,190,300,800,"DG","U","BL",{"$f":"IF((IFERROR(IF(VLOOKUP(AK938,X:Y,2,0)=TRUE,1,0),0)+IFERROR(IF(VLOOKUP(AL938,X:Y,2,0)=TRUE,1,0),0)+IFERROR(IF(VLOOKUP(AN938,X:Y,2,0)=TRUE,1,0),0)+IFERROR(IF(VLOOKUP(AO938,X:Y,2,0)=TRUE,1,0),0)+IFERROR(IF(VLOOKUP(AP938,X:Y,2,0)=TRUE,1,0),0)+IF(AND(AM938>=Калькулятор!$C$14,AM938<=Калькулятор!$E$14),1,0)+IF(OR(AND(AS938>=Калькулятор!$C$11,AS938<=IF(ISBLANK(Калькулятор!$E$11),100000,Калькулятор!$E$11)),Калькулятор!$C$11&Калькулятор!$E$11=\"\"),1,0))=7,1,0)","v":0},{"$f":"SUM(AQ$2:AQ938)","v":240},{"$f":"IF(Калькулятор!$F$8<>70,ROUND(INDEX($C$6:$V$17,MATCH(AM938,$B$6:$B$17,0),MATCH(AK938&AL938,$C$2:$V$2,0))*(Калькулятор!$F$8/70)^справочно!$Y$2,0),ROUND(INDEX($C$6:$V$17,MATCH(AM938,$B$6:$B$17,0),MATCH(AK938&AL938,$C$2:$V$2,0)),0))","v":817},"ЗО",{"$f":"3.6*AV938/(4.19*(Калькулятор!$C$8-Калькулятор!$D$8))","v":70.152744630071581},{"$f":"IF(Калькулятор!$F$8<>70,INDEX($C$6:$V$17,MATCH(AM938,$B$6:$B$17,0),MATCH(AK938&AL938,$C$2:$V$2,0))*(Калькулятор!$F$8/70)^справочно!$Y$2,INDEX($C$6:$V$17,MATCH(AM938,$B$6:$B$17,0),MATCH(AK938&AL938,$C$2:$V$2,0)))","v":816.49999999999989}]
[null,null,null,null,null,null,null,null,null,null,null,null,null,null,null,null,null,null,null,null,null,null,null,null,null,null,"Конвектор внутрипольный Royal Thermo ATRIUM-190/300/1000-DG-U-BL","НС-1493451","RT-A-190/300/1000-DG-U-BL",3,5,9,13,18,21,23,190,300,1000,"DG","U","BL",{"$f":"IF((IFERROR(IF(VLOOKUP(AK939,X:Y,2,0)=TRUE,1,0),0)+IFERROR(IF(VLOOKUP(AL939,X:Y,2,0)=TRUE,1,0),0)+IFERROR(IF(VLOOKUP(AN939,X:Y,2,0)=TRUE,1,0),0)+IFERROR(IF(VLOOKUP(AO939,X:Y,2,0)=TRUE,1,0),0)+IFERROR(IF(VLOOKUP(AP939,X:Y,2,0)=TRUE,1,0),0)+IF(AND(AM939>=Калькулятор!$C$14,AM939<=Калькулятор!$E$14),1,0)+IF(OR(AND(AS939>=Калькулятор!$C$11,AS939<=IF(ISBLANK(Калькулятор!$E$11),100000,Калькулятор!$E$11)),Калькулятор!$C$11&Калькулятор!$E$11=\"\"),1,0))=7,1,0)","v":0},{"$f":"SUM(AQ$2:AQ939)","v":240},{"$f":"IF(Калькулятор!$F$8<>70,ROUND(INDEX($C$6:$V$17,MATCH(AM939,$B$6:$B$17,0),MATCH(AK939&AL939,$C$2:$V$2,0))*(Калькулятор!$F$8/70)^справочно!$Y$2,0),ROUND(INDEX($C$6:$V$17,MATCH(AM939,$B$6:$B$17,0),MATCH(AK939&AL939,$C$2:$V$2,0)),0))","v":1052},"ЗО",{"$f":"3.6*AV939/(4.19*(Калькулятор!$C$8-Калькулятор!$D$8))","v":90.408114558472533},{"$f":"IF(Калькулятор!$F$8<>70,INDEX($C$6:$V$17,MATCH(AM939,$B$6:$B$17,0),MATCH(AK939&AL939,$C$2:$V$2,0))*(Калькулятор!$F$8/70)^справочно!$Y$2,INDEX($C$6:$V$17,MATCH(AM939,$B$6:$B$17,0),MATCH(AK939&AL939,$C$2:$V$2,0)))","v":1052.25}]
[null,null,null,null,null,null,null,null,null,null,null,null,null,null,null,null,null,null,null,null,null,null,null,null,null,null,"Конвектор внутрипольный Royal Thermo ATRIUM-190/300/1200-DG-U-BL","НС-1493452","RT-A-190/300/1200-DG-U-BL",3,5,9,13,18,21,23,190,300,1200,"DG","U","BL",{"$f":"IF((IFERROR(IF(VLOOKUP(AK940,X:Y,2,0)=TRUE,1,0),0)+IFERROR(IF(VLOOKUP(AL940,X:Y,2,0)=TRUE,1,0),0)+IFERROR(IF(VLOOKUP(AN940,X:Y,2,0)=TRUE,1,0),0)+IFERROR(IF(VLOOKUP(AO940,X:Y,2,0)=TRUE,1,0),0)+IFERROR(IF(VLOOKUP(AP940,X:Y,2,0)=TRUE,1,0),0)+IF(AND(AM940>=Калькулятор!$C$14,AM940<=Калькулятор!$E$14),1,0)+IF(OR(AND(AS940>=Калькулятор!$C$11,AS940<=IF(ISBLANK(Калькулятор!$E$11),100000,Калькулятор!$E$11)),Калькулятор!$C$11&Калькулятор!$E$11=\"\"),1,0))=7,1,0)","v":0},{"$f":"SUM(AQ$2:AQ940)","v":240},{"$f":"IF(Калькулятор!$F$8<>70,ROUND(INDEX($C$6:$V$17,MATCH(AM940,$B$6:$B$17,0),MATCH(AK940&AL940,$C$2:$V$2,0))*(Калькулятор!$F$8/70)^справочно!$Y$2,0),ROUND(INDEX($C$6:$V$17,MATCH(AM940,$B$6:$B$17,0),MATCH(AK940&AL940,$C$2:$V$2,0)),0))","v":1287},"ЗО",{"$f":"3.6*AV940/(4.19*(Калькулятор!$C$8-Калькулятор!$D$8))","v":110.56467780429593},{"$f":"IF(Калькулятор!$F$8<>70,INDEX($C$6:$V$17,MATCH(AM940,$B$6:$B$17,0),MATCH(AK940&AL940,$C$2:$V$2,0))*(Калькулятор!$F$8/70)^справочно!$Y$2,INDEX($C$6:$V$17,MATCH(AM940,$B$6:$B$17,0),MATCH(AK940&AL940,$C$2:$V$2,0)))","v":1286.8499999999999}]
[null,null,null,null,null,null,null,null,null,null,null,null,null,null,null,null,null,null,null,null,null,null,null,null,null,null,"Конвектор внутрипольный Royal Thermo ATRIUM-190/300/1400-DG-U-BL","НС-1493453","RT-A-190/300/1400-DG-U-BL",3,5,9,13,18,21,23,190,300,1400,"DG","U","BL",{"$f":"IF((IFERROR(IF(VLOOKUP(AK941,X:Y,2,0)=TRUE,1,0),0)+IFERROR(IF(VLOOKUP(AL941,X:Y,2,0)=TRUE,1,0),0)+IFERROR(IF(VLOOKUP(AN941,X:Y,2,0)=TRUE,1,0),0)+IFERROR(IF(VLOOKUP(AO941,X:Y,2,0)=TRUE,1,0),0)+IFERROR(IF(VLOOKUP(AP941,X:Y,2,0)=TRUE,1,0),0)+IF(AND(AM941>=Калькулятор!$C$14,AM941<=Калькулятор!$E$14),1,0)+IF(OR(AND(AS941>=Калькулятор!$C$11,AS941<=IF(ISBLANK(Калькулятор!$E$11),100000,Калькулятор!$E$11)),Калькулятор!$C$11&Калькулятор!$E$11=\"\"),1,0))=7,1,0)","v":0},{"$f":"SUM(AQ$2:AQ941)","v":240},{"$f":"IF(Калькулятор!$F$8<>70,ROUND(INDEX($C$6:$V$17,MATCH(AM941,$B$6:$B$17,0),MATCH(AK941&AL941,$C$2:$V$2,0))*(Калькулятор!$F$8/70)^справочно!$Y$2,0),ROUND(INDEX($C$6:$V$17,MATCH(AM941,$B$6:$B$17,0),MATCH(AK941&AL941,$C$2:$V$2,0)),0))","v":1521},"ЗО",{"$f":"3.6*AV941/(4.19*(Калькулятор!$C$8-Калькулятор!$D$8))","v":130.72124105011929},{"$f":"IF(Калькулятор!$F$8<>70,INDEX($C$6:$V$17,MATCH(AM941,$B$6:$B$17,0),MATCH(AK941&AL941,$C$2:$V$2,0))*(Калькулятор!$F$8/70)^справочно!$Y$2,INDEX($C$6:$V$17,MATCH(AM941,$B$6:$B$17,0),MATCH(AK941&AL941,$C$2:$V$2,0)))","v":1521.4499999999998}]
[null,null,null,null,null,null,null,null,null,null,null,null,null,null,null,null,null,null,null,null,null,null,null,null,null,null,"Конвектор внутрипольный Royal Thermo ATRIUM-190/300/1600-DG-U-BL","НС-1493454","RT-A-190/300/1600-DG-U-BL",3,5,9,13,18,21,23,190,300,1600,"DG","U","BL",{"$f":"IF((IFERROR(IF(VLOOKUP(AK942,X:Y,2,0)=TRUE,1,0),0)+IFERROR(IF(VLOOKUP(AL942,X:Y,2,0)=TRUE,1,0),0)+IFERROR(IF(VLOOKUP(AN942,X:Y,2,0)=TRUE,1,0),0)+IFERROR(IF(VLOOKUP(AO942,X:Y,2,0)=TRUE,1,0),0)+IFERROR(IF(VLOOKUP(AP942,X:Y,2,0)=TRUE,1,0),0)+IF(AND(AM942>=Калькулятор!$C$14,AM942<=Калькулятор!$E$14),1,0)+IF(OR(AND(AS942>=Калькулятор!$C$11,AS942<=IF(ISBLANK(Калькулятор!$E$11),100000,Калькулятор!$E$11)),Калькулятор!$C$11&Калькулятор!$E$11=\"\"),1,0))=7,1,0)","v":0},{"$f":"SUM(AQ$2:AQ942)","v":240},{"$f":"IF(Калькулятор!$F$8<>70,ROUND(INDEX($C$6:$V$17,MATCH(AM942,$B$6:$B$17,0),MATCH(AK942&AL942,$C$2:$V$2,0))*(Калькулятор!$F$8/70)^справочно!$Y$2,0),ROUND(INDEX($C$6:$V$17,MATCH(AM942,$B$6:$B$17,0),MATCH(AK942&AL942,$C$2:$V$2,0)),0))","v":1758},"ЗО",{"$f":"3.6*AV942/(4.19*(Калькулятор!$C$8-Калькулятор!$D$8))","v":151.07541766109782},{"$f":"IF(Калькулятор!$F$8<>70,INDEX($C$6:$V$17,MATCH(AM942,$B$6:$B$17,0),MATCH(AK942&AL942,$C$2:$V$2,0))*(Калькулятор!$F$8/70)^справочно!$Y$2,INDEX($C$6:$V$17,MATCH(AM942,$B$6:$B$17,0),MATCH(AK942&AL942,$C$2:$V$2,0)))","v":1758.35}]
[null,null,null,null,null,null,null,null,null,null,null,null,null,null,null,null,null,null,null,null,null,null,null,null,null,null,"Конвектор внутрипольный Royal Thermo ATRIUM-190/300/1800-DG-U-BL","НС-1493455","RT-A-190/300/1800-DG-U-BL",3,5,9,13,18,21,23,190,300,1800,"DG","U","BL",{"$f":"IF((IFERROR(IF(VLOOKUP(AK943,X:Y,2,0)=TRUE,1,0),0)+IFERROR(IF(VLOOKUP(AL943,X:Y,2,0)=TRUE,1,0),0)+IFERROR(IF(VLOOKUP(AN943,X:Y,2,0)=TRUE,1,0),0)+IFERROR(IF(VLOOKUP(AO943,X:Y,2,0)=TRUE,1,0),0)+IFERROR(IF(VLOOKUP(AP943,X:Y,2,0)=TRUE,1,0),0)+IF(AND(AM943>=Калькулятор!$C$14,AM943<=Калькулятор!$E$14),1,0)+IF(OR(AND(AS943>=Калькулятор!$C$11,AS943<=IF(ISBLANK(Калькулятор!$E$11),100000,Калькулятор!$E$11)),Калькулятор!$C$11&Калькулятор!$E$11=\"\"),1,0))=7,1,0)","v":0},{"$f":"SUM(AQ$2:AQ943)","v":240},{"$f":"IF(Калькулятор!$F$8<>70,ROUND(INDEX($C$6:$V$17,MATCH(AM943,$B$6:$B$17,0),MATCH(AK943&AL943,$C$2:$V$2,0))*(Калькулятор!$F$8/70)^справочно!$Y$2,0),ROUND(INDEX($C$6:$V$17,MATCH(AM943,$B$6:$B$17,0),MATCH(AK943&AL943,$C$2:$V$2,0)),0))","v":1994},"ЗО",{"$f":"3.6*AV943/(4.19*(Калькулятор!$C$8-Калькулятор!$D$8))","v":171.33078758949878},{"$f":"IF(Калькулятор!$F$8<>70,INDEX($C$6:$V$17,MATCH(AM943,$B$6:$B$17,0),MATCH(AK943&AL943,$C$2:$V$2,0))*(Калькулятор!$F$8/70)^справочно!$Y$2,INDEX($C$6:$V$17,MATCH(AM943,$B$6:$B$17,0),MATCH(AK943&AL943,$C$2:$V$2,0)))","v":1994.1}]
[null,null,null,null,null,null,null,null,null,null,null,null,null,null,null,null,null,null,null,null,null,null,null,null,null,null,"Конвектор внутрипольный Royal Thermo ATRIUM-190/300/2000-DG-U-BL","НС-1493456","RT-A-190/300/2000-DG-U-BL",3,5,9,13,18,21,23,190,300,2000,"DG","U","BL",{"$f":"IF((IFERROR(IF(VLOOKUP(AK944,X:Y,2,0)=TRUE,1,0),0)+IFERROR(IF(VLOOKUP(AL944,X:Y,2,0)=TRUE,1,0),0)+IFERROR(IF(VLOOKUP(AN944,X:Y,2,0)=TRUE,1,0),0)+IFERROR(IF(VLOOKUP(AO944,X:Y,2,0)=TRUE,1,0),0)+IFERROR(IF(VLOOKUP(AP944,X:Y,2,0)=TRUE,1,0),0)+IF(AND(AM944>=Калькулятор!$C$14,AM944<=Калькулятор!$E$14),1,0)+IF(OR(AND(AS944>=Калькулятор!$C$11,AS944<=IF(ISBLANK(Калькулятор!$E$11),100000,Калькулятор!$E$11)),Калькулятор!$C$11&Калькулятор!$E$11=\"\"),1,0))=7,1,0)","v":0},{"$f":"SUM(AQ$2:AQ944)","v":240},{"$f":"IF(Калькулятор!$F$8<>70,ROUND(INDEX($C$6:$V$17,MATCH(AM944,$B$6:$B$17,0),MATCH(AK944&AL944,$C$2:$V$2,0))*(Калькулятор!$F$8/70)^справочно!$Y$2,0),ROUND(INDEX($C$6:$V$17,MATCH(AM944,$B$6:$B$17,0),MATCH(AK944&AL944,$C$2:$V$2,0)),0))","v":2228},"ЗО",{"$f":"3.6*AV944/(4.19*(Калькулятор!$C$8-Калькулятор!$D$8))","v":191.3885441527446},{"$f":"IF(Калькулятор!$F$8<>70,INDEX($C$6:$V$17,MATCH(AM944,$B$6:$B$17,0),MATCH(AK944&AL944,$C$2:$V$2,0))*(Калькулятор!$F$8/70)^справочно!$Y$2,INDEX($C$6:$V$17,MATCH(AM944,$B$6:$B$17,0),MATCH(AK944&AL944,$C$2:$V$2,0)))","v":2227.5499999999997}]
[null,null,null,null,null,null,null,null,null,null,null,null,null,null,null,null,null,null,null,null,null,null,null,null,null,null,"Конвектор внутрипольный Royal Thermo ATRIUM-190/300/2200-DG-U-BL","НС-1493457","RT-A-190/300/2200-DG-U-BL",3,5,9,13,18,21,23,190,300,2200,"DG","U","BL",{"$f":"IF((IFERROR(IF(VLOOKUP(AK945,X:Y,2,0)=TRUE,1,0),0)+IFERROR(IF(VLOOKUP(AL945,X:Y,2,0)=TRUE,1,0),0)+IFERROR(IF(VLOOKUP(AN945,X:Y,2,0)=TRUE,1,0),0)+IFERROR(IF(VLOOKUP(AO945,X:Y,2,0)=TRUE,1,0),0)+IFERROR(IF(VLOOKUP(AP945,X:Y,2,0)=TRUE,1,0),0)+IF(AND(AM945>=Калькулятор!$C$14,AM945<=Калькулятор!$E$14),1,0)+IF(OR(AND(AS945>=Калькулятор!$C$11,AS945<=IF(ISBLANK(Калькулятор!$E$11),100000,Калькулятор!$E$11)),Калькулятор!$C$11&Калькулятор!$E$11=\"\"),1,0))=7,1,0)","v":0},{"$f":"SUM(AQ$2:AQ945)","v":240},{"$f":"IF(Калькулятор!$F$8<>70,ROUND(INDEX($C$6:$V$17,MATCH(AM945,$B$6:$B$17,0),MATCH(AK945&AL945,$C$2:$V$2,0))*(Калькулятор!$F$8/70)^справочно!$Y$2,0),ROUND(INDEX($C$6:$V$17,MATCH(AM945,$B$6:$B$17,0),MATCH(AK945&AL945,$C$2:$V$2,0)),0))","v":2463},"ЗО",{"$f":"3.6*AV945/(4.19*(Калькулятор!$C$8-Калькулятор!$D$8))","v":211.64391408114554},{"$f":"IF(Калькулятор!$F$8<>70,INDEX($C$6:$V$17,MATCH(AM945,$B$6:$B$17,0),MATCH(AK945&AL945,$C$2:$V$2,0))*(Калькулятор!$F$8/70)^справочно!$Y$2,INDEX($C$6:$V$17,MATCH(AM945,$B$6:$B$17,0),MATCH(AK945&AL945,$C$2:$V$2,0)))","v":2463.2999999999997}]
[null,null,null,null,null,null,null,null,null,null,null,null,null,null,null,null,null,null,null,null,null,null,null,null,null,null,"Конвектор внутрипольный Royal Thermo ATRIUM-190/300/2400-DG-U-BL","НС-1493458","RT-A-190/300/2400-DG-U-BL",3,5,9,13,18,21,23,190,300,2400,"DG","U","BL",{"$f":"IF((IFERROR(IF(VLOOKUP(AK946,X:Y,2,0)=TRUE,1,0),0)+IFERROR(IF(VLOOKUP(AL946,X:Y,2,0)=TRUE,1,0),0)+IFERROR(IF(VLOOKUP(AN946,X:Y,2,0)=TRUE,1,0),0)+IFERROR(IF(VLOOKUP(AO946,X:Y,2,0)=TRUE,1,0),0)+IFERROR(IF(VLOOKUP(AP946,X:Y,2,0)=TRUE,1,0),0)+IF(AND(AM946>=Калькулятор!$C$14,AM946<=Калькулятор!$E$14),1,0)+IF(OR(AND(AS946>=Калькулятор!$C$11,AS946<=IF(ISBLANK(Калькулятор!$E$11),100000,Калькулятор!$E$11)),Калькулятор!$C$11&Калькулятор!$E$11=\"\"),1,0))=7,1,0)","v":0},{"$f":"SUM(AQ$2:AQ946)","v":240},{"$f":"IF(Калькулятор!$F$8<>70,ROUND(INDEX($C$6:$V$17,MATCH(AM946,$B$6:$B$17,0),MATCH(AK946&AL946,$C$2:$V$2,0))*(Калькулятор!$F$8/70)^справочно!$Y$2,0),ROUND(INDEX($C$6:$V$17,MATCH(AM946,$B$6:$B$17,0),MATCH(AK946&AL946,$C$2:$V$2,0)),0))","v":2699},"ЗО",{"$f":"3.6*AV946/(4.19*(Калькулятор!$C$8-Калькулятор!$D$8))","v":231.89928400954651},{"$f":"IF(Калькулятор!$F$8<>70,INDEX($C$6:$V$17,MATCH(AM946,$B$6:$B$17,0),MATCH(AK946&AL946,$C$2:$V$2,0))*(Калькулятор!$F$8/70)^справочно!$Y$2,INDEX($C$6:$V$17,MATCH(AM946,$B$6:$B$17,0),MATCH(AK946&AL946,$C$2:$V$2,0)))","v":2699.0499999999997}]
[null,null,null,null,null,null,null,null,null,null,null,null,null,null,null,null,null,null,null,null,null,null,null,null,null,null,"Конвектор внутрипольный Royal Thermo ATRIUM-190/300/2600-DG-U-BL","НС-1493459","RT-A-190/300/2600-DG-U-BL",3,5,9,13,18,21,23,190,300,2600,"DG","U","BL",{"$f":"IF((IFERROR(IF(VLOOKUP(AK947,X:Y,2,0)=TRUE,1,0),0)+IFERROR(IF(VLOOKUP(AL947,X:Y,2,0)=TRUE,1,0),0)+IFERROR(IF(VLOOKUP(AN947,X:Y,2,0)=TRUE,1,0),0)+IFERROR(IF(VLOOKUP(AO947,X:Y,2,0)=TRUE,1,0),0)+IFERROR(IF(VLOOKUP(AP947,X:Y,2,0)=TRUE,1,0),0)+IF(AND(AM947>=Калькулятор!$C$14,AM947<=Калькулятор!$E$14),1,0)+IF(OR(AND(AS947>=Калькулятор!$C$11,AS947<=IF(ISBLANK(Калькулятор!$E$11),100000,Калькулятор!$E$11)),Калькулятор!$C$11&Калькулятор!$E$11=\"\"),1,0))=7,1,0)","v":0},{"$f":"SUM(AQ$2:AQ947)","v":240},{"$f":"IF(Калькулятор!$F$8<>70,ROUND(INDEX($C$6:$V$17,MATCH(AM947,$B$6:$B$17,0),MATCH(AK947&AL947,$C$2:$V$2,0))*(Калькулятор!$F$8/70)^справочно!$Y$2,0),ROUND(INDEX($C$6:$V$17,MATCH(AM947,$B$6:$B$17,0),MATCH(AK947&AL947,$C$2:$V$2,0)),0))","v":2935},"ЗО",{"$f":"3.6*AV947/(4.19*(Калькулятор!$C$8-Калькулятор!$D$8))","v":252.15465393794744},{"$f":"IF(Калькулятор!$F$8<>70,INDEX($C$6:$V$17,MATCH(AM947,$B$6:$B$17,0),MATCH(AK947&AL947,$C$2:$V$2,0))*(Калькулятор!$F$8/70)^справочно!$Y$2,INDEX($C$6:$V$17,MATCH(AM947,$B$6:$B$17,0),MATCH(AK947&AL947,$C$2:$V$2,0)))","v":2934.7999999999997}]
[null,null,null,null,null,null,null,null,null,null,null,null,null,null,null,null,null,null,null,null,null,null,null,null,null,null,"Конвектор внутрипольный Royal Thermo ATRIUM-190/300/2800-DG-U-BL","НС-1493460","RT-A-190/300/2800-DG-U-BL",3,5,9,13,18,21,23,190,300,2800,"DG","U","BL",{"$f":"IF((IFERROR(IF(VLOOKUP(AK948,X:Y,2,0)=TRUE,1,0),0)+IFERROR(IF(VLOOKUP(AL948,X:Y,2,0)=TRUE,1,0),0)+IFERROR(IF(VLOOKUP(AN948,X:Y,2,0)=TRUE,1,0),0)+IFERROR(IF(VLOOKUP(AO948,X:Y,2,0)=TRUE,1,0),0)+IFERROR(IF(VLOOKUP(AP948,X:Y,2,0)=TRUE,1,0),0)+IF(AND(AM948>=Калькулятор!$C$14,AM948<=Калькулятор!$E$14),1,0)+IF(OR(AND(AS948>=Калькулятор!$C$11,AS948<=IF(ISBLANK(Калькулятор!$E$11),100000,Калькулятор!$E$11)),Калькулятор!$C$11&Калькулятор!$E$11=\"\"),1,0))=7,1,0)","v":0},{"$f":"SUM(AQ$2:AQ948)","v":240},{"$f":"IF(Калькулятор!$F$8<>70,ROUND(INDEX($C$6:$V$17,MATCH(AM948,$B$6:$B$17,0),MATCH(AK948&AL948,$C$2:$V$2,0))*(Калькулятор!$F$8/70)^справочно!$Y$2,0),ROUND(INDEX($C$6:$V$17,MATCH(AM948,$B$6:$B$17,0),MATCH(AK948&AL948,$C$2:$V$2,0)),0))","v":3169},"ЗО",{"$f":"3.6*AV948/(4.19*(Калькулятор!$C$8-Калькулятор!$D$8))","v":272.31121718377079},{"$f":"IF(Калькулятор!$F$8<>70,INDEX($C$6:$V$17,MATCH(AM948,$B$6:$B$17,0),MATCH(AK948&AL948,$C$2:$V$2,0))*(Калькулятор!$F$8/70)^справочно!$Y$2,INDEX($C$6:$V$17,MATCH(AM948,$B$6:$B$17,0),MATCH(AK948&AL948,$C$2:$V$2,0)))","v":3169.3999999999996}]
[null,null,null,null,null,null,null,null,null,null,null,null,null,null,null,null,null,null,null,null,null,null,null,null,null,null,"Конвектор внутрипольный Royal Thermo ATRIUM-190/300/3000-DG-U-BL","НС-1493461","RT-A-190/300/3000-DG-U-BL",3,5,9,13,18,21,23,190,300,3000,"DG","U","BL",{"$f":"IF((IFERROR(IF(VLOOKUP(AK949,X:Y,2,0)=TRUE,1,0),0)+IFERROR(IF(VLOOKUP(AL949,X:Y,2,0)=TRUE,1,0),0)+IFERROR(IF(VLOOKUP(AN949,X:Y,2,0)=TRUE,1,0),0)+IFERROR(IF(VLOOKUP(AO949,X:Y,2,0)=TRUE,1,0),0)+IFERROR(IF(VLOOKUP(AP949,X:Y,2,0)=TRUE,1,0),0)+IF(AND(AM949>=Калькулятор!$C$14,AM949<=Калькулятор!$E$14),1,0)+IF(OR(AND(AS949>=Калькулятор!$C$11,AS949<=IF(ISBLANK(Калькулятор!$E$11),100000,Калькулятор!$E$11)),Калькулятор!$C$11&Калькулятор!$E$11=\"\"),1,0))=7,1,0)","v":0},{"$f":"SUM(AQ$2:AQ949)","v":240},{"$f":"IF(Калькулятор!$F$8<>70,ROUND(INDEX($C$6:$V$17,MATCH(AM949,$B$6:$B$17,0),MATCH(AK949&AL949,$C$2:$V$2,0))*(Калькулятор!$F$8/70)^справочно!$Y$2,0),ROUND(INDEX($C$6:$V$17,MATCH(AM949,$B$6:$B$17,0),MATCH(AK949&AL949,$C$2:$V$2,0)),0))","v":3405},"ЗО",{"$f":"3.6*AV949/(4.19*(Калькулятор!$C$8-Калькулятор!$D$8))","v":292.56658711217176},{"$f":"IF(Калькулятор!$F$8<>70,INDEX($C$6:$V$17,MATCH(AM949,$B$6:$B$17,0),MATCH(AK949&AL949,$C$2:$V$2,0))*(Калькулятор!$F$8/70)^справочно!$Y$2,INDEX($C$6:$V$17,MATCH(AM949,$B$6:$B$17,0),MATCH(AK949&AL949,$C$2:$V$2,0)))","v":3405.1499999999996}]
[null,null,null,null,null,null,null,null,null,null,null,null,null,null,null,null,null,null,null,null,null,null,null,null,null,null,"Конвектор внутрипольный Royal Thermo ATRIUM-190/400/800-DG-U-BL","НС-1493475","RT-A-190/400/800-DG-U-BL",3,5,9,13,17,20,22,190,400,800,"DG","U","BL",{"$f":"IF((IFERROR(IF(VLOOKUP(AK950,X:Y,2,0)=TRUE,1,0),0)+IFERROR(IF(VLOOKUP(AL950,X:Y,2,0)=TRUE,1,0),0)+IFERROR(IF(VLOOKUP(AN950,X:Y,2,0)=TRUE,1,0),0)+IFERROR(IF(VLOOKUP(AO950,X:Y,2,0)=TRUE,1,0),0)+IFERROR(IF(VLOOKUP(AP950,X:Y,2,0)=TRUE,1,0),0)+IF(AND(AM950>=Калькулятор!$C$14,AM950<=Калькулятор!$E$14),1,0)+IF(OR(AND(AS950>=Калькулятор!$C$11,AS950<=IF(ISBLANK(Калькулятор!$E$11),100000,Калькулятор!$E$11)),Калькулятор!$C$11&Калькулятор!$E$11=\"\"),1,0))=7,1,0)","v":0},{"$f":"SUM(AQ$2:AQ950)","v":240},{"$f":"IF(Калькулятор!$F$8<>70,ROUND(INDEX($C$6:$V$17,MATCH(AM950,$B$6:$B$17,0),MATCH(AK950&AL950,$C$2:$V$2,0))*(Калькулятор!$F$8/70)^справочно!$Y$2,0),ROUND(INDEX($C$6:$V$17,MATCH(AM950,$B$6:$B$17,0),MATCH(AK950&AL950,$C$2:$V$2,0)),0))","v":895},"ЗО",{"$f":"3.6*AV950/(4.19*(Калькулятор!$C$8-Калькулятор!$D$8))","v":76.871599045346045},{"$f":"IF(Калькулятор!$F$8<>70,INDEX($C$6:$V$17,MATCH(AM950,$B$6:$B$17,0),MATCH(AK950&AL950,$C$2:$V$2,0))*(Калькулятор!$F$8/70)^справочно!$Y$2,INDEX($C$6:$V$17,MATCH(AM950,$B$6:$B$17,0),MATCH(AK950&AL950,$C$2:$V$2,0)))","v":894.69999999999993}]
[null,null,null,null,null,null,null,null,null,null,null,null,null,null,null,null,null,null,null,null,null,null,null,null,null,null,"Конвектор внутрипольный Royal Thermo ATRIUM-190/400/1000-DG-U-BL","НС-1493464","RT-A-190/400/1000-DG-U-BL",3,5,9,13,18,21,23,190,400,1000,"DG","U","BL",{"$f":"IF((IFERROR(IF(VLOOKUP(AK951,X:Y,2,0)=TRUE,1,0),0)+IFERROR(IF(VLOOKUP(AL951,X:Y,2,0)=TRUE,1,0),0)+IFERROR(IF(VLOOKUP(AN951,X:Y,2,0)=TRUE,1,0),0)+IFERROR(IF(VLOOKUP(AO951,X:Y,2,0)=TRUE,1,0),0)+IFERROR(IF(VLOOKUP(AP951,X:Y,2,0)=TRUE,1,0),0)+IF(AND(AM951>=Калькулятор!$C$14,AM951<=Калькулятор!$E$14),1,0)+IF(OR(AND(AS951>=Калькулятор!$C$11,AS951<=IF(ISBLANK(Калькулятор!$E$11),100000,Калькулятор!$E$11)),Калькулятор!$C$11&Калькулятор!$E$11=\"\"),1,0))=7,1,0)","v":0},{"$f":"SUM(AQ$2:AQ951)","v":240},{"$f":"IF(Калькулятор!$F$8<>70,ROUND(INDEX($C$6:$V$17,MATCH(AM951,$B$6:$B$17,0),MATCH(AK951&AL951,$C$2:$V$2,0))*(Калькулятор!$F$8/70)^справочно!$Y$2,0),ROUND(INDEX($C$6:$V$17,MATCH(AM951,$B$6:$B$17,0),MATCH(AK951&AL951,$C$2:$V$2,0)),0))","v":1164},"ЗО",{"$f":"3.6*AV951/(4.19*(Калькулятор!$C$8-Калькулятор!$D$8))","v":99.99236276849642},{"$f":"IF(Калькулятор!$F$8<>70,INDEX($C$6:$V$17,MATCH(AM951,$B$6:$B$17,0),MATCH(AK951&AL951,$C$2:$V$2,0))*(Калькулятор!$F$8/70)^справочно!$Y$2,INDEX($C$6:$V$17,MATCH(AM951,$B$6:$B$17,0),MATCH(AK951&AL951,$C$2:$V$2,0)))","v":1163.8}]
[null,null,null,null,null,null,null,null,null,null,null,null,null,null,null,null,null,null,null,null,null,null,null,null,null,null,"Конвектор внутрипольный Royal Thermo ATRIUM-190/400/1200-DG-U-BL","НС-1493465","RT-A-190/400/1200-DG-U-BL",3,5,9,13,18,21,23,190,400,1200,"DG","U","BL",{"$f":"IF((IFERROR(IF(VLOOKUP(AK952,X:Y,2,0)=TRUE,1,0),0)+IFERROR(IF(VLOOKUP(AL952,X:Y,2,0)=TRUE,1,0),0)+IFERROR(IF(VLOOKUP(AN952,X:Y,2,0)=TRUE,1,0),0)+IFERROR(IF(VLOOKUP(AO952,X:Y,2,0)=TRUE,1,0),0)+IFERROR(IF(VLOOKUP(AP952,X:Y,2,0)=TRUE,1,0),0)+IF(AND(AM952>=Калькулятор!$C$14,AM952<=Калькулятор!$E$14),1,0)+IF(OR(AND(AS952>=Калькулятор!$C$11,AS952<=IF(ISBLANK(Калькулятор!$E$11),100000,Калькулятор!$E$11)),Калькулятор!$C$11&Калькулятор!$E$11=\"\"),1,0))=7,1,0)","v":0},{"$f":"SUM(AQ$2:AQ952)","v":240},{"$f":"IF(Калькулятор!$F$8<>70,ROUND(INDEX($C$6:$V$17,MATCH(AM952,$B$6:$B$17,0),MATCH(AK952&AL952,$C$2:$V$2,0))*(Калькулятор!$F$8/70)^справочно!$Y$2,0),ROUND(INDEX($C$6:$V$17,MATCH(AM952,$B$6:$B$17,0),MATCH(AK952&AL952,$C$2:$V$2,0)),0))","v":1433},"ЗО",{"$f":"3.6*AV952/(4.19*(Калькулятор!$C$8-Калькулятор!$D$8))","v":123.11312649164675},{"$f":"IF(Калькулятор!$F$8<>70,INDEX($C$6:$V$17,MATCH(AM952,$B$6:$B$17,0),MATCH(AK952&AL952,$C$2:$V$2,0))*(Калькулятор!$F$8/70)^справочно!$Y$2,INDEX($C$6:$V$17,MATCH(AM952,$B$6:$B$17,0),MATCH(AK952&AL952,$C$2:$V$2,0)))","v":1432.8999999999999}]
[null,null,null,null,null,null,null,null,null,null,null,null,null,null,null,null,null,null,null,null,null,null,null,null,null,null,"Конвектор внутрипольный Royal Thermo ATRIUM-190/400/1400-DG-U-BL","НС-1493466","RT-A-190/400/1400-DG-U-BL",3,5,9,13,18,21,23,190,400,1400,"DG","U","BL",{"$f":"IF((IFERROR(IF(VLOOKUP(AK953,X:Y,2,0)=TRUE,1,0),0)+IFERROR(IF(VLOOKUP(AL953,X:Y,2,0)=TRUE,1,0),0)+IFERROR(IF(VLOOKUP(AN953,X:Y,2,0)=TRUE,1,0),0)+IFERROR(IF(VLOOKUP(AO953,X:Y,2,0)=TRUE,1,0),0)+IFERROR(IF(VLOOKUP(AP953,X:Y,2,0)=TRUE,1,0),0)+IF(AND(AM953>=Калькулятор!$C$14,AM953<=Калькулятор!$E$14),1,0)+IF(OR(AND(AS953>=Калькулятор!$C$11,AS953<=IF(ISBLANK(Калькулятор!$E$11),100000,Калькулятор!$E$11)),Калькулятор!$C$11&Калькулятор!$E$11=\"\"),1,0))=7,1,0)","v":0},{"$f":"SUM(AQ$2:AQ953)","v":240},{"$f":"IF(Калькулятор!$F$8<>70,ROUND(INDEX($C$6:$V$17,MATCH(AM953,$B$6:$B$17,0),MATCH(AK953&AL953,$C$2:$V$2,0))*(Калькулятор!$F$8/70)^справочно!$Y$2,0),ROUND(INDEX($C$6:$V$17,MATCH(AM953,$B$6:$B$17,0),MATCH(AK953&AL953,$C$2:$V$2,0)),0))","v":1700},"ЗО",{"$f":"3.6*AV953/(4.19*(Калькулятор!$C$8-Калькулятор!$D$8))","v":146.03627684964198},{"$f":"IF(Калькулятор!$F$8<>70,INDEX($C$6:$V$17,MATCH(AM953,$B$6:$B$17,0),MATCH(AK953&AL953,$C$2:$V$2,0))*(Калькулятор!$F$8/70)^справочно!$Y$2,INDEX($C$6:$V$17,MATCH(AM953,$B$6:$B$17,0),MATCH(AK953&AL953,$C$2:$V$2,0)))","v":1699.6999999999998}]
[null,null,null,null,null,null,null,null,null,null,null,null,null,null,null,null,null,null,null,null,null,null,null,null,null,null,"Конвектор внутрипольный Royal Thermo ATRIUM-190/400/1600-DG-U-BL","НС-1493467","RT-A-190/400/1600-DG-U-BL",3,5,9,13,18,21,23,190,400,1600,"DG","U","BL",{"$f":"IF((IFERROR(IF(VLOOKUP(AK954,X:Y,2,0)=TRUE,1,0),0)+IFERROR(IF(VLOOKUP(AL954,X:Y,2,0)=TRUE,1,0),0)+IFERROR(IF(VLOOKUP(AN954,X:Y,2,0)=TRUE,1,0),0)+IFERROR(IF(VLOOKUP(AO954,X:Y,2,0)=TRUE,1,0),0)+IFERROR(IF(VLOOKUP(AP954,X:Y,2,0)=TRUE,1,0),0)+IF(AND(AM954>=Калькулятор!$C$14,AM954<=Калькулятор!$E$14),1,0)+IF(OR(AND(AS954>=Калькулятор!$C$11,AS954<=IF(ISBLANK(Калькулятор!$E$11),100000,Калькулятор!$E$11)),Калькулятор!$C$11&Калькулятор!$E$11=\"\"),1,0))=7,1,0)","v":0},{"$f":"SUM(AQ$2:AQ954)","v":240},{"$f":"IF(Калькулятор!$F$8<>70,ROUND(INDEX($C$6:$V$17,MATCH(AM954,$B$6:$B$17,0),MATCH(AK954&AL954,$C$2:$V$2,0))*(Калькулятор!$F$8/70)^справочно!$Y$2,0),ROUND(INDEX($C$6:$V$17,MATCH(AM954,$B$6:$B$17,0),MATCH(AK954&AL954,$C$2:$V$2,0)),0))","v":1969},"ЗО",{"$f":"3.6*AV954/(4.19*(Калькулятор!$C$8-Калькулятор!$D$8))","v":169.15704057279234},{"$f":"IF(Калькулятор!$F$8<>70,INDEX($C$6:$V$17,MATCH(AM954,$B$6:$B$17,0),MATCH(AK954&AL954,$C$2:$V$2,0))*(Калькулятор!$F$8/70)^справочно!$Y$2,INDEX($C$6:$V$17,MATCH(AM954,$B$6:$B$17,0),MATCH(AK954&AL954,$C$2:$V$2,0)))","v":1968.8}]
[null,null,null,null,null,null,null,null,null,null,null,null,null,null,null,null,null,null,null,null,null,null,null,null,null,null,"Конвектор внутрипольный Royal Thermo ATRIUM-190/400/1800-DG-U-BL","НС-1493468","RT-A-190/400/1800-DG-U-BL",3,5,9,13,18,21,23,190,400,1800,"DG","U","BL",{"$f":"IF((IFERROR(IF(VLOOKUP(AK955,X:Y,2,0)=TRUE,1,0),0)+IFERROR(IF(VLOOKUP(AL955,X:Y,2,0)=TRUE,1,0),0)+IFERROR(IF(VLOOKUP(AN955,X:Y,2,0)=TRUE,1,0),0)+IFERROR(IF(VLOOKUP(AO955,X:Y,2,0)=TRUE,1,0),0)+IFERROR(IF(VLOOKUP(AP955,X:Y,2,0)=TRUE,1,0),0)+IF(AND(AM955>=Калькулятор!$C$14,AM955<=Калькулятор!$E$14),1,0)+IF(OR(AND(AS955>=Калькулятор!$C$11,AS955<=IF(ISBLANK(Калькулятор!$E$11),100000,Калькулятор!$E$11)),Калькулятор!$C$11&Калькулятор!$E$11=\"\"),1,0))=7,1,0)","v":0},{"$f":"SUM(AQ$2:AQ955)","v":240},{"$f":"IF(Калькулятор!$F$8<>70,ROUND(INDEX($C$6:$V$17,MATCH(AM955,$B$6:$B$17,0),MATCH(AK955&AL955,$C$2:$V$2,0))*(Калькулятор!$F$8/70)^справочно!$Y$2,0),ROUND(INDEX($C$6:$V$17,MATCH(AM955,$B$6:$B$17,0),MATCH(AK955&AL955,$C$2:$V$2,0)),0))","v":2237},"ЗО",{"$f":"3.6*AV955/(4.19*(Калькулятор!$C$8-Калькулятор!$D$8))","v":192.17899761336514},{"$f":"IF(Калькулятор!$F$8<>70,INDEX($C$6:$V$17,MATCH(AM955,$B$6:$B$17,0),MATCH(AK955&AL955,$C$2:$V$2,0))*(Калькулятор!$F$8/70)^справочно!$Y$2,INDEX($C$6:$V$17,MATCH(AM955,$B$6:$B$17,0),MATCH(AK955&AL955,$C$2:$V$2,0)))","v":2236.75}]
[null,null,null,null,null,null,null,null,null,null,null,null,null,null,null,null,null,null,null,null,null,null,null,null,null,null,"Конвектор внутрипольный Royal Thermo ATRIUM-190/400/2000-DG-U-BL","НС-1493469","RT-A-190/400/2000-DG-U-BL",3,5,9,13,18,21,23,190,400,2000,"DG","U","BL",{"$f":"IF((IFERROR(IF(VLOOKUP(AK956,X:Y,2,0)=TRUE,1,0),0)+IFERROR(IF(VLOOKUP(AL956,X:Y,2,0)=TRUE,1,0),0)+IFERROR(IF(VLOOKUP(AN956,X:Y,2,0)=TRUE,1,0),0)+IFERROR(IF(VLOOKUP(AO956,X:Y,2,0)=TRUE,1,0),0)+IFERROR(IF(VLOOKUP(AP956,X:Y,2,0)=TRUE,1,0),0)+IF(AND(AM956>=Калькулятор!$C$14,AM956<=Калькулятор!$E$14),1,0)+IF(OR(AND(AS956>=Калькулятор!$C$11,AS956<=IF(ISBLANK(Калькулятор!$E$11),100000,Калькулятор!$E$11)),Калькулятор!$C$11&Калькулятор!$E$11=\"\"),1,0))=7,1,0)","v":0},{"$f":"SUM(AQ$2:AQ956)","v":240},{"$f":"IF(Калькулятор!$F$8<>70,ROUND(INDEX($C$6:$V$17,MATCH(AM956,$B$6:$B$17,0),MATCH(AK956&AL956,$C$2:$V$2,0))*(Калькулятор!$F$8/70)^справочно!$Y$2,0),ROUND(INDEX($C$6:$V$17,MATCH(AM956,$B$6:$B$17,0),MATCH(AK956&AL956,$C$2:$V$2,0)),0))","v":2506},"ЗО",{"$f":"3.6*AV956/(4.19*(Калькулятор!$C$8-Калькулятор!$D$8))","v":215.29976133651547},{"$f":"IF(Калькулятор!$F$8<>70,INDEX($C$6:$V$17,MATCH(AM956,$B$6:$B$17,0),MATCH(AK956&AL956,$C$2:$V$2,0))*(Калькулятор!$F$8/70)^справочно!$Y$2,INDEX($C$6:$V$17,MATCH(AM956,$B$6:$B$17,0),MATCH(AK956&AL956,$C$2:$V$2,0)))","v":2505.85}]
[null,null,null,null,null,null,null,null,null,null,null,null,null,null,null,null,null,null,null,null,null,null,null,null,null,null,"Конвектор внутрипольный Royal Thermo ATRIUM-190/400/2200-DG-U-BL","НС-1493470","RT-A-190/400/2200-DG-U-BL",3,5,9,13,18,21,23,190,400,2200,"DG","U","BL",{"$f":"IF((IFERROR(IF(VLOOKUP(AK957,X:Y,2,0)=TRUE,1,0),0)+IFERROR(IF(VLOOKUP(AL957,X:Y,2,0)=TRUE,1,0),0)+IFERROR(IF(VLOOKUP(AN957,X:Y,2,0)=TRUE,1,0),0)+IFERROR(IF(VLOOKUP(AO957,X:Y,2,0)=TRUE,1,0),0)+IFERROR(IF(VLOOKUP(AP957,X:Y,2,0)=TRUE,1,0),0)+IF(AND(AM957>=Калькулятор!$C$14,AM957<=Калькулятор!$E$14),1,0)+IF(OR(AND(AS957>=Калькулятор!$C$11,AS957<=IF(ISBLANK(Калькулятор!$E$11),100000,Калькулятор!$E$11)),Калькулятор!$C$11&Калькулятор!$E$11=\"\"),1,0))=7,1,0)","v":0},{"$f":"SUM(AQ$2:AQ957)","v":240},{"$f":"IF(Калькулятор!$F$8<>70,ROUND(INDEX($C$6:$V$17,MATCH(AM957,$B$6:$B$17,0),MATCH(AK957&AL957,$C$2:$V$2,0))*(Калькулятор!$F$8/70)^справочно!$Y$2,0),ROUND(INDEX($C$6:$V$17,MATCH(AM957,$B$6:$B$17,0),MATCH(AK957&AL957,$C$2:$V$2,0)),0))","v":2774},"ЗО",{"$f":"3.6*AV957/(4.19*(Калькулятор!$C$8-Калькулятор!$D$8))","v":238.32171837708825},{"$f":"IF(Калькулятор!$F$8<>70,INDEX($C$6:$V$17,MATCH(AM957,$B$6:$B$17,0),MATCH(AK957&AL957,$C$2:$V$2,0))*(Калькулятор!$F$8/70)^справочно!$Y$2,INDEX($C$6:$V$17,MATCH(AM957,$B$6:$B$17,0),MATCH(AK957&AL957,$C$2:$V$2,0)))","v":2773.7999999999997}]
[null,null,null,null,null,null,null,null,null,null,null,null,null,null,null,null,null,null,null,null,null,null,null,null,null,null,"Конвектор внутрипольный Royal Thermo ATRIUM-190/400/2400-DG-U-BL","НС-1493471","RT-A-190/400/2400-DG-U-BL",3,5,9,13,18,21,23,190,400,2400,"DG","U","BL",{"$f":"IF((IFERROR(IF(VLOOKUP(AK958,X:Y,2,0)=TRUE,1,0),0)+IFERROR(IF(VLOOKUP(AL958,X:Y,2,0)=TRUE,1,0),0)+IFERROR(IF(VLOOKUP(AN958,X:Y,2,0)=TRUE,1,0),0)+IFERROR(IF(VLOOKUP(AO958,X:Y,2,0)=TRUE,1,0),0)+IFERROR(IF(VLOOKUP(AP958,X:Y,2,0)=TRUE,1,0),0)+IF(AND(AM958>=Калькулятор!$C$14,AM958<=Калькулятор!$E$14),1,0)+IF(OR(AND(AS958>=Калькулятор!$C$11,AS958<=IF(ISBLANK(Калькулятор!$E$11),100000,Калькулятор!$E$11)),Калькулятор!$C$11&Калькулятор!$E$11=\"\"),1,0))=7,1,0)","v":0},{"$f":"SUM(AQ$2:AQ958)","v":240},{"$f":"IF(Калькулятор!$F$8<>70,ROUND(INDEX($C$6:$V$17,MATCH(AM958,$B$6:$B$17,0),MATCH(AK958&AL958,$C$2:$V$2,0))*(Калькулятор!$F$8/70)^справочно!$Y$2,0),ROUND(INDEX($C$6:$V$17,MATCH(AM958,$B$6:$B$17,0),MATCH(AK958&AL958,$C$2:$V$2,0)),0))","v":3042},"ЗО",{"$f":"3.6*AV958/(4.19*(Калькулятор!$C$8-Калькулятор!$D$8))","v":261.34367541766102},{"$f":"IF(Калькулятор!$F$8<>70,INDEX($C$6:$V$17,MATCH(AM958,$B$6:$B$17,0),MATCH(AK958&AL958,$C$2:$V$2,0))*(Калькулятор!$F$8/70)^справочно!$Y$2,INDEX($C$6:$V$17,MATCH(AM958,$B$6:$B$17,0),MATCH(AK958&AL958,$C$2:$V$2,0)))","v":3041.7499999999995}]
[null,null,null,null,null,null,null,null,null,null,null,null,null,null,null,null,null,null,null,null,null,null,null,null,null,null,"Конвектор внутрипольный Royal Thermo ATRIUM-190/400/2600-DG-U-BL","НС-1493472","RT-A-190/400/2600-DG-U-BL",3,5,9,13,18,21,23,190,400,2600,"DG","U","BL",{"$f":"IF((IFERROR(IF(VLOOKUP(AK959,X:Y,2,0)=TRUE,1,0),0)+IFERROR(IF(VLOOKUP(AL959,X:Y,2,0)=TRUE,1,0),0)+IFERROR(IF(VLOOKUP(AN959,X:Y,2,0)=TRUE,1,0),0)+IFERROR(IF(VLOOKUP(AO959,X:Y,2,0)=TRUE,1,0),0)+IFERROR(IF(VLOOKUP(AP959,X:Y,2,0)=TRUE,1,0),0)+IF(AND(AM959>=Калькулятор!$C$14,AM959<=Калькулятор!$E$14),1,0)+IF(OR(AND(AS959>=Калькулятор!$C$11,AS959<=IF(ISBLANK(Калькулятор!$E$11),100000,Калькулятор!$E$11)),Калькулятор!$C$11&Калькулятор!$E$11=\"\"),1,0))=7,1,0)","v":0},{"$f":"SUM(AQ$2:AQ959)","v":240},{"$f":"IF(Калькулятор!$F$8<>70,ROUND(INDEX($C$6:$V$17,MATCH(AM959,$B$6:$B$17,0),MATCH(AK959&AL959,$C$2:$V$2,0))*(Калькулятор!$F$8/70)^справочно!$Y$2,0),ROUND(INDEX($C$6:$V$17,MATCH(AM959,$B$6:$B$17,0),MATCH(AK959&AL959,$C$2:$V$2,0)),0))","v":3311},"ЗО",{"$f":"3.6*AV959/(4.19*(Калькулятор!$C$8-Калькулятор!$D$8))","v":284.46443914081141},{"$f":"IF(Калькулятор!$F$8<>70,INDEX($C$6:$V$17,MATCH(AM959,$B$6:$B$17,0),MATCH(AK959&AL959,$C$2:$V$2,0))*(Калькулятор!$F$8/70)^справочно!$Y$2,INDEX($C$6:$V$17,MATCH(AM959,$B$6:$B$17,0),MATCH(AK959&AL959,$C$2:$V$2,0)))","v":3310.85}]
[null,null,null,null,null,null,null,null,null,null,null,null,null,null,null,null,null,null,null,null,null,null,null,null,null,null,"Конвектор внутрипольный Royal Thermo ATRIUM-190/400/2800-DG-U-BL","НС-1493473","RT-A-190/400/2800-DG-U-BL",3,5,9,13,18,21,23,190,400,2800,"DG","U","BL",{"$f":"IF((IFERROR(IF(VLOOKUP(AK960,X:Y,2,0)=TRUE,1,0),0)+IFERROR(IF(VLOOKUP(AL960,X:Y,2,0)=TRUE,1,0),0)+IFERROR(IF(VLOOKUP(AN960,X:Y,2,0)=TRUE,1,0),0)+IFERROR(IF(VLOOKUP(AO960,X:Y,2,0)=TRUE,1,0),0)+IFERROR(IF(VLOOKUP(AP960,X:Y,2,0)=TRUE,1,0),0)+IF(AND(AM960>=Калькулятор!$C$14,AM960<=Калькулятор!$E$14),1,0)+IF(OR(AND(AS960>=Калькулятор!$C$11,AS960<=IF(ISBLANK(Калькулятор!$E$11),100000,Калькулятор!$E$11)),Калькулятор!$C$11&Калькулятор!$E$11=\"\"),1,0))=7,1,0)","v":0},{"$f":"SUM(AQ$2:AQ960)","v":240},{"$f":"IF(Калькулятор!$F$8<>70,ROUND(INDEX($C$6:$V$17,MATCH(AM960,$B$6:$B$17,0),MATCH(AK960&AL960,$C$2:$V$2,0))*(Калькулятор!$F$8/70)^справочно!$Y$2,0),ROUND(INDEX($C$6:$V$17,MATCH(AM960,$B$6:$B$17,0),MATCH(AK960&AL960,$C$2:$V$2,0)),0))","v":3579},"ЗО",{"$f":"3.6*AV960/(4.19*(Калькулятор!$C$8-Калькулятор!$D$8))","v":307.48639618138418},{"$f":"IF(Калькулятор!$F$8<>70,INDEX($C$6:$V$17,MATCH(AM960,$B$6:$B$17,0),MATCH(AK960&AL960,$C$2:$V$2,0))*(Калькулятор!$F$8/70)^справочно!$Y$2,INDEX($C$6:$V$17,MATCH(AM960,$B$6:$B$17,0),MATCH(AK960&AL960,$C$2:$V$2,0)))","v":3578.7999999999997}]
[null,null,null,null,null,null,null,null,null,null,null,null,null,null,null,null,null,null,null,null,null,null,null,null,null,null,"Конвектор внутрипольный Royal Thermo ATRIUM-190/400/3000-DG-U-BL","НС-1493474","RT-A-190/400/3000-DG-U-BL",3,5,9,13,18,21,23,190,400,3000,"DG","U","BL",{"$f":"IF((IFERROR(IF(VLOOKUP(AK961,X:Y,2,0)=TRUE,1,0),0)+IFERROR(IF(VLOOKUP(AL961,X:Y,2,0)=TRUE,1,0),0)+IFERROR(IF(VLOOKUP(AN961,X:Y,2,0)=TRUE,1,0),0)+IFERROR(IF(VLOOKUP(AO961,X:Y,2,0)=TRUE,1,0),0)+IFERROR(IF(VLOOKUP(AP961,X:Y,2,0)=TRUE,1,0),0)+IF(AND(AM961>=Калькулятор!$C$14,AM961<=Калькулятор!$E$14),1,0)+IF(OR(AND(AS961>=Калькулятор!$C$11,AS961<=IF(ISBLANK(Калькулятор!$E$11),100000,Калькулятор!$E$11)),Калькулятор!$C$11&Калькулятор!$E$11=\"\"),1,0))=7,1,0)","v":0},{"$f":"SUM(AQ$2:AQ961)","v":240},{"$f":"IF(Калькулятор!$F$8<>70,ROUND(INDEX($C$6:$V$17,MATCH(AM961,$B$6:$B$17,0),MATCH(AK961&AL961,$C$2:$V$2,0))*(Калькулятор!$F$8/70)^справочно!$Y$2,0),ROUND(INDEX($C$6:$V$17,MATCH(AM961,$B$6:$B$17,0),MATCH(AK961&AL961,$C$2:$V$2,0)),0))","v":3848},"ЗО",{"$f":"3.6*AV961/(4.19*(Калькулятор!$C$8-Калькулятор!$D$8))","v":330.60715990453451},{"$f":"IF(Калькулятор!$F$8<>70,INDEX($C$6:$V$17,MATCH(AM961,$B$6:$B$17,0),MATCH(AK961&AL961,$C$2:$V$2,0))*(Калькулятор!$F$8/70)^справочно!$Y$2,INDEX($C$6:$V$17,MATCH(AM961,$B$6:$B$17,0),MATCH(AK961&AL961,$C$2:$V$2,0)))","v":3847.8999999999996}]
[null,null,null,null,null,null,null,null,null,null,null,null,null,null,null,null,null,null,null,null,null,null,null,null,null,null,"Конвектор внутрипольный Royal Thermo ATRIUM-75/200/800-DG-U-AU","НС-1493222","RT-A-75/200/800-DG-U-AU",{"$f":"SEARCH(\"-\",AC962)","v":3},{"$f":"SEARCH(\"-\",AC962,AD962+1)","v":5},{"$f":"SEARCH(\"/\",AC962)","v":8},{"$f":"SEARCH(\"/\",AC962,AF962+1)","v":12},{"$f":"SEARCH(\"-\",AC962,AE962+1)","v":16},{"$f":"SEARCH(\"-\",AC962,AH962+1)","v":19},{"$f":"SEARCH(\"-\",AC962,AI962+1)","v":21},{"$f":"MID($AC962,AE962+1,AF962-AE962-1)*1","v":75},{"$f":"MID($AC962,AF962+1,AG962-AF962-1)*1","v":200},{"$f":"MID($AC962,AG962+1,AH962-AG962-1)*1","v":800},{"$f":"MID($AC962,AH962+1,AI962-AH962-1)","v":"DG"},{"$f":"MID($AC962,AI962+1,AJ962-AI962-1)","v":"U"},{"$f":"MID($AC962,AI962+3,LEN(AC962)-AI962-1)","v":"AU"},{"$f":"IF((IFERROR(IF(VLOOKUP(AK962,X:Y,2,0)=TRUE,1,0),0)+IFERROR(IF(VLOOKUP(AL962,X:Y,2,0)=TRUE,1,0),0)+IFERROR(IF(VLOOKUP(AN962,X:Y,2,0)=TRUE,1,0),0)+IFERROR(IF(VLOOKUP(AO962,X:Y,2,0)=TRUE,1,0),0)+IFERROR(IF(VLOOKUP(AP962,X:Y,2,0)=TRUE,1,0),0)+IF(AND(AM962>=Калькулятор!$C$14,AM962<=Калькулятор!$E$14),1,0)+IF(OR(AND(AS962>=Калькулятор!$C$11,AS962<=IF(ISBLANK(Калькулятор!$E$11),100000,Калькулятор!$E$11)),Калькулятор!$C$11&Калькулятор!$E$11=\"\"),1,0))=7,1,0)","v":0},{"$f":"SUM(AQ$2:AQ962)","v":240},{"$f":"IF(Калькулятор!$F$8<>70,ROUND(INDEX($C$6:$V$17,MATCH(AM962,$B$6:$B$17,0),MATCH(AK962&AL962,$C$2:$V$2,0))*(Калькулятор!$F$8/70)^справочно!$Y$2,0),ROUND(INDEX($C$6:$V$17,MATCH(AM962,$B$6:$B$17,0),MATCH(AK962&AL962,$C$2:$V$2,0)),0))","v":175},"ЗО",{"$f":"3.6*AV962/(4.19*(Калькулятор!$C$8-Калькулятор!$D$8))","v":15.027207637231502},{"$f":"IF(Калькулятор!$F$8<>70,INDEX($C$6:$V$17,MATCH(AM962,$B$6:$B$17,0),MATCH(AK962&AL962,$C$2:$V$2,0))*(Калькулятор!$F$8/70)^справочно!$Y$2,INDEX($C$6:$V$17,MATCH(AM962,$B$6:$B$17,0),MATCH(AK962&AL962,$C$2:$V$2,0)))","v":174.9}]
[null,null,null,null,null,null,null,null,null,null,null,null,null,null,null,null,null,null,null,null,null,null,null,null,null,null,"Конвектор внутрипольный Royal Thermo ATRIUM-75/200/1000-DG-U-AU","НС-1493211","RT-A-75/200/1000-DG-U-AU",3,5,8,12,17,20,22,75,200,1000,"DG","U","AU",{"$f":"IF((IFERROR(IF(VLOOKUP(AK963,X:Y,2,0)=TRUE,1,0),0)+IFERROR(IF(VLOOKUP(AL963,X:Y,2,0)=TRUE,1,0),0)+IFERROR(IF(VLOOKUP(AN963,X:Y,2,0)=TRUE,1,0),0)+IFERROR(IF(VLOOKUP(AO963,X:Y,2,0)=TRUE,1,0),0)+IFERROR(IF(VLOOKUP(AP963,X:Y,2,0)=TRUE,1,0),0)+IF(AND(AM963>=Калькулятор!$C$14,AM963<=Калькулятор!$E$14),1,0)+IF(OR(AND(AS963>=Калькулятор!$C$11,AS963<=IF(ISBLANK(Калькулятор!$E$11),100000,Калькулятор!$E$11)),Калькулятор!$C$11&Калькулятор!$E$11=\"\"),1,0))=7,1,0)","v":0},{"$f":"SUM(AQ$2:AQ963)","v":240},{"$f":"IF(Калькулятор!$F$8<>70,ROUND(INDEX($C$6:$V$17,MATCH(AM963,$B$6:$B$17,0),MATCH(AK963&AL963,$C$2:$V$2,0))*(Калькулятор!$F$8/70)^справочно!$Y$2,0),ROUND(INDEX($C$6:$V$17,MATCH(AM963,$B$6:$B$17,0),MATCH(AK963&AL963,$C$2:$V$2,0)),0))","v":238},"-",{"$f":"3.6*AV963/(4.19*(Калькулятор!$C$8-Калькулятор!$D$8))","v":20.414319809069212},{"$f":"IF(Калькулятор!$F$8<>70,INDEX($C$6:$V$17,MATCH(AM963,$B$6:$B$17,0),MATCH(AK963&AL963,$C$2:$V$2,0))*(Калькулятор!$F$8/70)^справочно!$Y$2,INDEX($C$6:$V$17,MATCH(AM963,$B$6:$B$17,0),MATCH(AK963&AL963,$C$2:$V$2,0)))","v":237.60000000000002}]
[null,null,null,null,null,null,null,null,null,null,null,null,null,null,null,null,null,null,null,null,null,null,null,null,null,null,"Конвектор внутрипольный Royal Thermo ATRIUM-75/200/1200-DG-U-AU","НС-1493212","RT-A-75/200/1200-DG-U-AU",3,5,8,12,17,20,22,75,200,1200,"DG","U","AU",{"$f":"IF((IFERROR(IF(VLOOKUP(AK964,X:Y,2,0)=TRUE,1,0),0)+IFERROR(IF(VLOOKUP(AL964,X:Y,2,0)=TRUE,1,0),0)+IFERROR(IF(VLOOKUP(AN964,X:Y,2,0)=TRUE,1,0),0)+IFERROR(IF(VLOOKUP(AO964,X:Y,2,0)=TRUE,1,0),0)+IFERROR(IF(VLOOKUP(AP964,X:Y,2,0)=TRUE,1,0),0)+IF(AND(AM964>=Калькулятор!$C$14,AM964<=Калькулятор!$E$14),1,0)+IF(OR(AND(AS964>=Калькулятор!$C$11,AS964<=IF(ISBLANK(Калькулятор!$E$11),100000,Калькулятор!$E$11)),Калькулятор!$C$11&Калькулятор!$E$11=\"\"),1,0))=7,1,0)","v":0},{"$f":"SUM(AQ$2:AQ964)","v":240},{"$f":"IF(Калькулятор!$F$8<>70,ROUND(INDEX($C$6:$V$17,MATCH(AM964,$B$6:$B$17,0),MATCH(AK964&AL964,$C$2:$V$2,0))*(Калькулятор!$F$8/70)^справочно!$Y$2,0),ROUND(INDEX($C$6:$V$17,MATCH(AM964,$B$6:$B$17,0),MATCH(AK964&AL964,$C$2:$V$2,0)),0))","v":299},"-",{"$f":"3.6*AV964/(4.19*(Калькулятор!$C$8-Калькулятор!$D$8))","v":25.706921241050118},{"$f":"IF(Калькулятор!$F$8<>70,INDEX($C$6:$V$17,MATCH(AM964,$B$6:$B$17,0),MATCH(AK964&AL964,$C$2:$V$2,0))*(Калькулятор!$F$8/70)^справочно!$Y$2,INDEX($C$6:$V$17,MATCH(AM964,$B$6:$B$17,0),MATCH(AK964&AL964,$C$2:$V$2,0)))","v":299.20000000000005}]
[null,null,null,null,null,null,null,null,null,null,null,null,null,null,null,null,null,null,null,null,null,null,null,null,null,null,"Конвектор внутрипольный Royal Thermo ATRIUM-75/200/1400-DG-U-AU","НС-1493213","RT-A-75/200/1400-DG-U-AU",3,5,8,12,17,20,22,75,200,1400,"DG","U","AU",{"$f":"IF((IFERROR(IF(VLOOKUP(AK965,X:Y,2,0)=TRUE,1,0),0)+IFERROR(IF(VLOOKUP(AL965,X:Y,2,0)=TRUE,1,0),0)+IFERROR(IF(VLOOKUP(AN965,X:Y,2,0)=TRUE,1,0),0)+IFERROR(IF(VLOOKUP(AO965,X:Y,2,0)=TRUE,1,0),0)+IFERROR(IF(VLOOKUP(AP965,X:Y,2,0)=TRUE,1,0),0)+IF(AND(AM965>=Калькулятор!$C$14,AM965<=Калькулятор!$E$14),1,0)+IF(OR(AND(AS965>=Калькулятор!$C$11,AS965<=IF(ISBLANK(Калькулятор!$E$11),100000,Калькулятор!$E$11)),Калькулятор!$C$11&Калькулятор!$E$11=\"\"),1,0))=7,1,0)","v":0},{"$f":"SUM(AQ$2:AQ965)","v":240},{"$f":"IF(Калькулятор!$F$8<>70,ROUND(INDEX($C$6:$V$17,MATCH(AM965,$B$6:$B$17,0),MATCH(AK965&AL965,$C$2:$V$2,0))*(Калькулятор!$F$8/70)^справочно!$Y$2,0),ROUND(INDEX($C$6:$V$17,MATCH(AM965,$B$6:$B$17,0),MATCH(AK965&AL965,$C$2:$V$2,0)),0))","v":362},"-",{"$f":"3.6*AV965/(4.19*(Калькулятор!$C$8-Калькулятор!$D$8))","v":31.094033412887828},{"$f":"IF(Калькулятор!$F$8<>70,INDEX($C$6:$V$17,MATCH(AM965,$B$6:$B$17,0),MATCH(AK965&AL965,$C$2:$V$2,0))*(Калькулятор!$F$8/70)^справочно!$Y$2,INDEX($C$6:$V$17,MATCH(AM965,$B$6:$B$17,0),MATCH(AK965&AL965,$C$2:$V$2,0)))","v":361.90000000000003}]
[null,null,null,null,null,null,null,null,null,null,null,null,null,null,null,null,null,null,null,null,null,null,null,null,null,null,"Конвектор внутрипольный Royal Thermo ATRIUM-75/200/1600-DG-U-AU","НС-1493214","RT-A-75/200/1600-DG-U-AU",3,5,8,12,17,20,22,75,200,1600,"DG","U","AU",{"$f":"IF((IFERROR(IF(VLOOKUP(AK966,X:Y,2,0)=TRUE,1,0),0)+IFERROR(IF(VLOOKUP(AL966,X:Y,2,0)=TRUE,1,0),0)+IFERROR(IF(VLOOKUP(AN966,X:Y,2,0)=TRUE,1,0),0)+IFERROR(IF(VLOOKUP(AO966,X:Y,2,0)=TRUE,1,0),0)+IFERROR(IF(VLOOKUP(AP966,X:Y,2,0)=TRUE,1,0),0)+IF(AND(AM966>=Калькулятор!$C$14,AM966<=Калькулятор!$E$14),1,0)+IF(OR(AND(AS966>=Калькулятор!$C$11,AS966<=IF(ISBLANK(Калькулятор!$E$11),100000,Калькулятор!$E$11)),Калькулятор!$C$11&Калькулятор!$E$11=\"\"),1,0))=7,1,0)","v":0},{"$f":"SUM(AQ$2:AQ966)","v":240},{"$f":"IF(Калькулятор!$F$8<>70,ROUND(INDEX($C$6:$V$17,MATCH(AM966,$B$6:$B$17,0),MATCH(AK966&AL966,$C$2:$V$2,0))*(Калькулятор!$F$8/70)^справочно!$Y$2,0),ROUND(INDEX($C$6:$V$17,MATCH(AM966,$B$6:$B$17,0),MATCH(AK966&AL966,$C$2:$V$2,0)),0))","v":425},"-",{"$f":"3.6*AV966/(4.19*(Калькулятор!$C$8-Калькулятор!$D$8))","v":36.481145584725539},{"$f":"IF(Калькулятор!$F$8<>70,INDEX($C$6:$V$17,MATCH(AM966,$B$6:$B$17,0),MATCH(AK966&AL966,$C$2:$V$2,0))*(Калькулятор!$F$8/70)^справочно!$Y$2,INDEX($C$6:$V$17,MATCH(AM966,$B$6:$B$17,0),MATCH(AK966&AL966,$C$2:$V$2,0)))","v":424.6}]
[null,null,null,null,null,null,null,null,null,null,null,null,null,null,null,null,null,null,null,null,null,null,null,null,null,null,"Конвектор внутрипольный Royal Thermo ATRIUM-75/200/1800-DG-U-AU","НС-1493215","RT-A-75/200/1800-DG-U-AU",3,5,8,12,17,20,22,75,200,1800,"DG","U","AU",{"$f":"IF((IFERROR(IF(VLOOKUP(AK967,X:Y,2,0)=TRUE,1,0),0)+IFERROR(IF(VLOOKUP(AL967,X:Y,2,0)=TRUE,1,0),0)+IFERROR(IF(VLOOKUP(AN967,X:Y,2,0)=TRUE,1,0),0)+IFERROR(IF(VLOOKUP(AO967,X:Y,2,0)=TRUE,1,0),0)+IFERROR(IF(VLOOKUP(AP967,X:Y,2,0)=TRUE,1,0),0)+IF(AND(AM967>=Калькулятор!$C$14,AM967<=Калькулятор!$E$14),1,0)+IF(OR(AND(AS967>=Калькулятор!$C$11,AS967<=IF(ISBLANK(Калькулятор!$E$11),100000,Калькулятор!$E$11)),Калькулятор!$C$11&Калькулятор!$E$11=\"\"),1,0))=7,1,0)","v":0},{"$f":"SUM(AQ$2:AQ967)","v":240},{"$f":"IF(Калькулятор!$F$8<>70,ROUND(INDEX($C$6:$V$17,MATCH(AM967,$B$6:$B$17,0),MATCH(AK967&AL967,$C$2:$V$2,0))*(Калькулятор!$F$8/70)^справочно!$Y$2,0),ROUND(INDEX($C$6:$V$17,MATCH(AM967,$B$6:$B$17,0),MATCH(AK967&AL967,$C$2:$V$2,0)),0))","v":487},"-",{"$f":"3.6*AV967/(4.19*(Калькулятор!$C$8-Калькулятор!$D$8))","v":41.868257756563239},{"$f":"IF(Калькулятор!$F$8<>70,INDEX($C$6:$V$17,MATCH(AM967,$B$6:$B$17,0),MATCH(AK967&AL967,$C$2:$V$2,0))*(Калькулятор!$F$8/70)^справочно!$Y$2,INDEX($C$6:$V$17,MATCH(AM967,$B$6:$B$17,0),MATCH(AK967&AL967,$C$2:$V$2,0)))","v":487.3}]
[null,null,null,null,null,null,null,null,null,null,null,null,null,null,null,null,null,null,null,null,null,null,null,null,null,null,"Конвектор внутрипольный Royal Thermo ATRIUM-75/200/2000-DG-U-AU","НС-1493216","RT-A-75/200/2000-DG-U-AU",3,5,8,12,17,20,22,75,200,2000,"DG","U","AU",{"$f":"IF((IFERROR(IF(VLOOKUP(AK968,X:Y,2,0)=TRUE,1,0),0)+IFERROR(IF(VLOOKUP(AL968,X:Y,2,0)=TRUE,1,0),0)+IFERROR(IF(VLOOKUP(AN968,X:Y,2,0)=TRUE,1,0),0)+IFERROR(IF(VLOOKUP(AO968,X:Y,2,0)=TRUE,1,0),0)+IFERROR(IF(VLOOKUP(AP968,X:Y,2,0)=TRUE,1,0),0)+IF(AND(AM968>=Калькулятор!$C$14,AM968<=Калькулятор!$E$14),1,0)+IF(OR(AND(AS968>=Калькулятор!$C$11,AS968<=IF(ISBLANK(Калькулятор!$E$11),100000,Калькулятор!$E$11)),Калькулятор!$C$11&Калькулятор!$E$11=\"\"),1,0))=7,1,0)","v":0},{"$f":"SUM(AQ$2:AQ968)","v":240},{"$f":"IF(Калькулятор!$F$8<>70,ROUND(INDEX($C$6:$V$17,MATCH(AM968,$B$6:$B$17,0),MATCH(AK968&AL968,$C$2:$V$2,0))*(Калькулятор!$F$8/70)^справочно!$Y$2,0),ROUND(INDEX($C$6:$V$17,MATCH(AM968,$B$6:$B$17,0),MATCH(AK968&AL968,$C$2:$V$2,0)),0))","v":550},"-",{"$f":"3.6*AV968/(4.19*(Калькулятор!$C$8-Калькулятор!$D$8))","v":47.255369928400945},{"$f":"IF(Калькулятор!$F$8<>70,INDEX($C$6:$V$17,MATCH(AM968,$B$6:$B$17,0),MATCH(AK968&AL968,$C$2:$V$2,0))*(Калькулятор!$F$8/70)^справочно!$Y$2,INDEX($C$6:$V$17,MATCH(AM968,$B$6:$B$17,0),MATCH(AK968&AL968,$C$2:$V$2,0)))","v":550}]
[null,null,null,null,null,null,null,null,null,null,null,null,null,null,null,null,null,null,null,null,null,null,null,null,null,null,"Конвектор внутрипольный Royal Thermo ATRIUM-75/200/2200-DG-U-AU","НС-1493217","RT-A-75/200/2200-DG-U-AU",3,5,8,12,17,20,22,75,200,2200,"DG","U","AU",{"$f":"IF((IFERROR(IF(VLOOKUP(AK969,X:Y,2,0)=TRUE,1,0),0)+IFERROR(IF(VLOOKUP(AL969,X:Y,2,0)=TRUE,1,0),0)+IFERROR(IF(VLOOKUP(AN969,X:Y,2,0)=TRUE,1,0),0)+IFERROR(IF(VLOOKUP(AO969,X:Y,2,0)=TRUE,1,0),0)+IFERROR(IF(VLOOKUP(AP969,X:Y,2,0)=TRUE,1,0),0)+IF(AND(AM969>=Калькулятор!$C$14,AM969<=Калькулятор!$E$14),1,0)+IF(OR(AND(AS969>=Калькулятор!$C$11,AS969<=IF(ISBLANK(Калькулятор!$E$11),100000,Калькулятор!$E$11)),Калькулятор!$C$11&Калькулятор!$E$11=\"\"),1,0))=7,1,0)","v":0},{"$f":"SUM(AQ$2:AQ969)","v":240},{"$f":"IF(Калькулятор!$F$8<>70,ROUND(INDEX($C$6:$V$17,MATCH(AM969,$B$6:$B$17,0),MATCH(AK969&AL969,$C$2:$V$2,0))*(Калькулятор!$F$8/70)^справочно!$Y$2,0),ROUND(INDEX($C$6:$V$17,MATCH(AM969,$B$6:$B$17,0),MATCH(AK969&AL969,$C$2:$V$2,0)),0))","v":613},"-",{"$f":"3.6*AV969/(4.19*(Калькулятор!$C$8-Калькулятор!$D$8))","v":52.642482100238659},{"$f":"IF(Калькулятор!$F$8<>70,INDEX($C$6:$V$17,MATCH(AM969,$B$6:$B$17,0),MATCH(AK969&AL969,$C$2:$V$2,0))*(Калькулятор!$F$8/70)^справочно!$Y$2,INDEX($C$6:$V$17,MATCH(AM969,$B$6:$B$17,0),MATCH(AK969&AL969,$C$2:$V$2,0)))","v":612.70000000000005}]
[null,null,null,null,null,null,null,null,null,null,null,null,null,null,null,null,null,null,null,null,null,null,null,null,null,null,"Конвектор внутрипольный Royal Thermo ATRIUM-75/200/2400-DG-U-AU","НС-1493218","RT-A-75/200/2400-DG-U-AU",3,5,8,12,17,20,22,75,200,2400,"DG","U","AU",{"$f":"IF((IFERROR(IF(VLOOKUP(AK970,X:Y,2,0)=TRUE,1,0),0)+IFERROR(IF(VLOOKUP(AL970,X:Y,2,0)=TRUE,1,0),0)+IFERROR(IF(VLOOKUP(AN970,X:Y,2,0)=TRUE,1,0),0)+IFERROR(IF(VLOOKUP(AO970,X:Y,2,0)=TRUE,1,0),0)+IFERROR(IF(VLOOKUP(AP970,X:Y,2,0)=TRUE,1,0),0)+IF(AND(AM970>=Калькулятор!$C$14,AM970<=Калькулятор!$E$14),1,0)+IF(OR(AND(AS970>=Калькулятор!$C$11,AS970<=IF(ISBLANK(Калькулятор!$E$11),100000,Калькулятор!$E$11)),Калькулятор!$C$11&Калькулятор!$E$11=\"\"),1,0))=7,1,0)","v":0},{"$f":"SUM(AQ$2:AQ970)","v":240},{"$f":"IF(Калькулятор!$F$8<>70,ROUND(INDEX($C$6:$V$17,MATCH(AM970,$B$6:$B$17,0),MATCH(AK970&AL970,$C$2:$V$2,0))*(Калькулятор!$F$8/70)^справочно!$Y$2,0),ROUND(INDEX($C$6:$V$17,MATCH(AM970,$B$6:$B$17,0),MATCH(AK970&AL970,$C$2:$V$2,0)),0))","v":678},"-",{"$f":"3.6*AV970/(4.19*(Калькулятор!$C$8-Калькулятор!$D$8))","v":58.218615751789969},{"$f":"IF(Калькулятор!$F$8<>70,INDEX($C$6:$V$17,MATCH(AM970,$B$6:$B$17,0),MATCH(AK970&AL970,$C$2:$V$2,0))*(Калькулятор!$F$8/70)^справочно!$Y$2,INDEX($C$6:$V$17,MATCH(AM970,$B$6:$B$17,0),MATCH(AK970&AL970,$C$2:$V$2,0)))","v":677.6}]
[null,null,null,null,null,null,null,null,null,null,null,null,null,null,null,null,null,null,null,null,null,null,null,null,null,null,"Конвектор внутрипольный Royal Thermo ATRIUM-75/200/2600-DG-U-AU","НС-1493219","RT-A-75/200/2600-DG-U-AU",3,5,8,12,17,20,22,75,200,2600,"DG","U","AU",{"$f":"IF((IFERROR(IF(VLOOKUP(AK971,X:Y,2,0)=TRUE,1,0),0)+IFERROR(IF(VLOOKUP(AL971,X:Y,2,0)=TRUE,1,0),0)+IFERROR(IF(VLOOKUP(AN971,X:Y,2,0)=TRUE,1,0),0)+IFERROR(IF(VLOOKUP(AO971,X:Y,2,0)=TRUE,1,0),0)+IFERROR(IF(VLOOKUP(AP971,X:Y,2,0)=TRUE,1,0),0)+IF(AND(AM971>=Калькулятор!$C$14,AM971<=Калькулятор!$E$14),1,0)+IF(OR(AND(AS971>=Калькулятор!$C$11,AS971<=IF(ISBLANK(Калькулятор!$E$11),100000,Калькулятор!$E$11)),Калькулятор!$C$11&Калькулятор!$E$11=\"\"),1,0))=7,1,0)","v":0},{"$f":"SUM(AQ$2:AQ971)","v":240},{"$f":"IF(Калькулятор!$F$8<>70,ROUND(INDEX($C$6:$V$17,MATCH(AM971,$B$6:$B$17,0),MATCH(AK971&AL971,$C$2:$V$2,0))*(Калькулятор!$F$8/70)^справочно!$Y$2,0),ROUND(INDEX($C$6:$V$17,MATCH(AM971,$B$6:$B$17,0),MATCH(AK971&AL971,$C$2:$V$2,0)),0))","v":740},"ЗО",{"$f":"3.6*AV971/(4.19*(Калькулятор!$C$8-Калькулятор!$D$8))","v":63.605727923627683},{"$f":"IF(Калькулятор!$F$8<>70,INDEX($C$6:$V$17,MATCH(AM971,$B$6:$B$17,0),MATCH(AK971&AL971,$C$2:$V$2,0))*(Калькулятор!$F$8/70)^справочно!$Y$2,INDEX($C$6:$V$17,MATCH(AM971,$B$6:$B$17,0),MATCH(AK971&AL971,$C$2:$V$2,0)))","v":740.30000000000007}]
[null,null,null,null,null,null,null,null,null,null,null,null,null,null,null,null,null,null,null,null,null,null,null,null,null,null,"Конвектор внутрипольный Royal Thermo ATRIUM-75/200/2800-DG-U-AU","НС-1493220","RT-A-75/200/2800-DG-U-AU",3,5,8,12,17,20,22,75,200,2800,"DG","U","AU",{"$f":"IF((IFERROR(IF(VLOOKUP(AK972,X:Y,2,0)=TRUE,1,0),0)+IFERROR(IF(VLOOKUP(AL972,X:Y,2,0)=TRUE,1,0),0)+IFERROR(IF(VLOOKUP(AN972,X:Y,2,0)=TRUE,1,0),0)+IFERROR(IF(VLOOKUP(AO972,X:Y,2,0)=TRUE,1,0),0)+IFERROR(IF(VLOOKUP(AP972,X:Y,2,0)=TRUE,1,0),0)+IF(AND(AM972>=Калькулятор!$C$14,AM972<=Калькулятор!$E$14),1,0)+IF(OR(AND(AS972>=Калькулятор!$C$11,AS972<=IF(ISBLANK(Калькулятор!$E$11),100000,Калькулятор!$E$11)),Калькулятор!$C$11&Калькулятор!$E$11=\"\"),1,0))=7,1,0)","v":0},{"$f":"SUM(AQ$2:AQ972)","v":240},{"$f":"IF(Калькулятор!$F$8<>70,ROUND(INDEX($C$6:$V$17,MATCH(AM972,$B$6:$B$17,0),MATCH(AK972&AL972,$C$2:$V$2,0))*(Калькулятор!$F$8/70)^справочно!$Y$2,0),ROUND(INDEX($C$6:$V$17,MATCH(AM972,$B$6:$B$17,0),MATCH(AK972&AL972,$C$2:$V$2,0)),0))","v":803},"ЗО",{"$f":"3.6*AV972/(4.19*(Калькулятор!$C$8-Калькулятор!$D$8))","v":68.992840095465397},{"$f":"IF(Калькулятор!$F$8<>70,INDEX($C$6:$V$17,MATCH(AM972,$B$6:$B$17,0),MATCH(AK972&AL972,$C$2:$V$2,0))*(Калькулятор!$F$8/70)^справочно!$Y$2,INDEX($C$6:$V$17,MATCH(AM972,$B$6:$B$17,0),MATCH(AK972&AL972,$C$2:$V$2,0)))","v":803.00000000000011}]
[null,null,null,null,null,null,null,null,null,null,null,null,null,null,null,null,null,null,null,null,null,null,null,null,null,null,"Конвектор внутрипольный Royal Thermo ATRIUM-75/200/3000-DG-U-AU","НС-1493221","RT-A-75/200/3000-DG-U-AU",3,5,8,12,17,20,22,75,200,3000,"DG","U","AU",{"$f":"IF((IFERROR(IF(VLOOKUP(AK973,X:Y,2,0)=TRUE,1,0),0)+IFERROR(IF(VLOOKUP(AL973,X:Y,2,0)=TRUE,1,0),0)+IFERROR(IF(VLOOKUP(AN973,X:Y,2,0)=TRUE,1,0),0)+IFERROR(IF(VLOOKUP(AO973,X:Y,2,0)=TRUE,1,0),0)+IFERROR(IF(VLOOKUP(AP973,X:Y,2,0)=TRUE,1,0),0)+IF(AND(AM973>=Калькулятор!$C$14,AM973<=Калькулятор!$E$14),1,0)+IF(OR(AND(AS973>=Калькулятор!$C$11,AS973<=IF(ISBLANK(Калькулятор!$E$11),100000,Калькулятор!$E$11)),Калькулятор!$C$11&Калькулятор!$E$11=\"\"),1,0))=7,1,0)","v":0},{"$f":"SUM(AQ$2:AQ973)","v":240},{"$f":"IF(Калькулятор!$F$8<>70,ROUND(INDEX($C$6:$V$17,MATCH(AM973,$B$6:$B$17,0),MATCH(AK973&AL973,$C$2:$V$2,0))*(Калькулятор!$F$8/70)^справочно!$Y$2,0),ROUND(INDEX($C$6:$V$17,MATCH(AM973,$B$6:$B$17,0),MATCH(AK973&AL973,$C$2:$V$2,0)),0))","v":866},"ЗО",{"$f":"3.6*AV973/(4.19*(Калькулятор!$C$8-Калькулятор!$D$8))","v":74.379952267303096},{"$f":"IF(Калькулятор!$F$8<>70,INDEX($C$6:$V$17,MATCH(AM973,$B$6:$B$17,0),MATCH(AK973&AL973,$C$2:$V$2,0))*(Калькулятор!$F$8/70)^справочно!$Y$2,INDEX($C$6:$V$17,MATCH(AM973,$B$6:$B$17,0),MATCH(AK973&AL973,$C$2:$V$2,0)))","v":865.7}]
[null,null,null,null,null,null,null,null,null,null,null,null,null,null,null,null,null,null,null,null,null,null,null,null,null,null,"Конвектор внутрипольный Royal Thermo ATRIUM-75/250/800-DG-U-AU","НС-1493235","RT-A-75/250/800-DG-U-AU",3,5,8,12,16,19,21,75,250,800,"DG","U","AU",{"$f":"IF((IFERROR(IF(VLOOKUP(AK974,X:Y,2,0)=TRUE,1,0),0)+IFERROR(IF(VLOOKUP(AL974,X:Y,2,0)=TRUE,1,0),0)+IFERROR(IF(VLOOKUP(AN974,X:Y,2,0)=TRUE,1,0),0)+IFERROR(IF(VLOOKUP(AO974,X:Y,2,0)=TRUE,1,0),0)+IFERROR(IF(VLOOKUP(AP974,X:Y,2,0)=TRUE,1,0),0)+IF(AND(AM974>=Калькулятор!$C$14,AM974<=Калькулятор!$E$14),1,0)+IF(OR(AND(AS974>=Калькулятор!$C$11,AS974<=IF(ISBLANK(Калькулятор!$E$11),100000,Калькулятор!$E$11)),Калькулятор!$C$11&Калькулятор!$E$11=\"\"),1,0))=7,1,0)","v":0},{"$f":"SUM(AQ$2:AQ974)","v":240},{"$f":"IF(Калькулятор!$F$8<>70,ROUND(INDEX($C$6:$V$17,MATCH(AM974,$B$6:$B$17,0),MATCH(AK974&AL974,$C$2:$V$2,0))*(Калькулятор!$F$8/70)^справочно!$Y$2,0),ROUND(INDEX($C$6:$V$17,MATCH(AM974,$B$6:$B$17,0),MATCH(AK974&AL974,$C$2:$V$2,0)),0))","v":216},"ЗО",{"$f":"3.6*AV974/(4.19*(Калькулятор!$C$8-Калькулятор!$D$8))","v":18.524105011933173},{"$f":"IF(Калькулятор!$F$8<>70,INDEX($C$6:$V$17,MATCH(AM974,$B$6:$B$17,0),MATCH(AK974&AL974,$C$2:$V$2,0))*(Калькулятор!$F$8/70)^справочно!$Y$2,INDEX($C$6:$V$17,MATCH(AM974,$B$6:$B$17,0),MATCH(AK974&AL974,$C$2:$V$2,0)))","v":215.60000000000002}]
[null,null,null,null,null,null,null,null,null,null,null,null,null,null,null,null,null,null,null,null,null,null,null,null,null,null,"Конвектор внутрипольный Royal Thermo ATRIUM-75/250/1000-DG-U-AU","НС-1493224","RT-A-75/250/1000-DG-U-AU",3,5,8,12,17,20,22,75,250,1000,"DG","U","AU",{"$f":"IF((IFERROR(IF(VLOOKUP(AK975,X:Y,2,0)=TRUE,1,0),0)+IFERROR(IF(VLOOKUP(AL975,X:Y,2,0)=TRUE,1,0),0)+IFERROR(IF(VLOOKUP(AN975,X:Y,2,0)=TRUE,1,0),0)+IFERROR(IF(VLOOKUP(AO975,X:Y,2,0)=TRUE,1,0),0)+IFERROR(IF(VLOOKUP(AP975,X:Y,2,0)=TRUE,1,0),0)+IF(AND(AM975>=Калькулятор!$C$14,AM975<=Калькулятор!$E$14),1,0)+IF(OR(AND(AS975>=Калькулятор!$C$11,AS975<=IF(ISBLANK(Калькулятор!$E$11),100000,Калькулятор!$E$11)),Калькулятор!$C$11&Калькулятор!$E$11=\"\"),1,0))=7,1,0)","v":0},{"$f":"SUM(AQ$2:AQ975)","v":240},{"$f":"IF(Калькулятор!$F$8<>70,ROUND(INDEX($C$6:$V$17,MATCH(AM975,$B$6:$B$17,0),MATCH(AK975&AL975,$C$2:$V$2,0))*(Калькулятор!$F$8/70)^справочно!$Y$2,0),ROUND(INDEX($C$6:$V$17,MATCH(AM975,$B$6:$B$17,0),MATCH(AK975&AL975,$C$2:$V$2,0)),0))","v":293},"-",{"$f":"3.6*AV975/(4.19*(Калькулятор!$C$8-Калькулятор!$D$8))","v":25.139856801909307},{"$f":"IF(Калькулятор!$F$8<>70,INDEX($C$6:$V$17,MATCH(AM975,$B$6:$B$17,0),MATCH(AK975&AL975,$C$2:$V$2,0))*(Калькулятор!$F$8/70)^справочно!$Y$2,INDEX($C$6:$V$17,MATCH(AM975,$B$6:$B$17,0),MATCH(AK975&AL975,$C$2:$V$2,0)))","v":292.60000000000002}]
[null,null,null,null,null,null,null,null,null,null,null,null,null,null,null,null,null,null,null,null,null,null,null,null,null,null,"Конвектор внутрипольный Royal Thermo ATRIUM-75/250/1200-DG-U-AU","НС-1493225","RT-A-75/250/1200-DG-U-AU",3,5,8,12,17,20,22,75,250,1200,"DG","U","AU",{"$f":"IF((IFERROR(IF(VLOOKUP(AK976,X:Y,2,0)=TRUE,1,0),0)+IFERROR(IF(VLOOKUP(AL976,X:Y,2,0)=TRUE,1,0),0)+IFERROR(IF(VLOOKUP(AN976,X:Y,2,0)=TRUE,1,0),0)+IFERROR(IF(VLOOKUP(AO976,X:Y,2,0)=TRUE,1,0),0)+IFERROR(IF(VLOOKUP(AP976,X:Y,2,0)=TRUE,1,0),0)+IF(AND(AM976>=Калькулятор!$C$14,AM976<=Калькулятор!$E$14),1,0)+IF(OR(AND(AS976>=Калькулятор!$C$11,AS976<=IF(ISBLANK(Калькулятор!$E$11),100000,Калькулятор!$E$11)),Калькулятор!$C$11&Калькулятор!$E$11=\"\"),1,0))=7,1,0)","v":0},{"$f":"SUM(AQ$2:AQ976)","v":240},{"$f":"IF(Калькулятор!$F$8<>70,ROUND(INDEX($C$6:$V$17,MATCH(AM976,$B$6:$B$17,0),MATCH(AK976&AL976,$C$2:$V$2,0))*(Калькулятор!$F$8/70)^справочно!$Y$2,0),ROUND(INDEX($C$6:$V$17,MATCH(AM976,$B$6:$B$17,0),MATCH(AK976&AL976,$C$2:$V$2,0)),0))","v":370},"-",{"$f":"3.6*AV976/(4.19*(Калькулятор!$C$8-Калькулятор!$D$8))","v":31.755608591885441},{"$f":"IF(Калькулятор!$F$8<>70,INDEX($C$6:$V$17,MATCH(AM976,$B$6:$B$17,0),MATCH(AK976&AL976,$C$2:$V$2,0))*(Калькулятор!$F$8/70)^справочно!$Y$2,INDEX($C$6:$V$17,MATCH(AM976,$B$6:$B$17,0),MATCH(AK976&AL976,$C$2:$V$2,0)))","v":369.6}]
[null,null,null,null,null,null,null,null,null,null,null,null,null,null,null,null,null,null,null,null,null,null,null,null,null,null,"Конвектор внутрипольный Royal Thermo ATRIUM-75/250/1400-DG-U-AU","НС-1493226","RT-A-75/250/1400-DG-U-AU",3,5,8,12,17,20,22,75,250,1400,"DG","U","AU",{"$f":"IF((IFERROR(IF(VLOOKUP(AK977,X:Y,2,0)=TRUE,1,0),0)+IFERROR(IF(VLOOKUP(AL977,X:Y,2,0)=TRUE,1,0),0)+IFERROR(IF(VLOOKUP(AN977,X:Y,2,0)=TRUE,1,0),0)+IFERROR(IF(VLOOKUP(AO977,X:Y,2,0)=TRUE,1,0),0)+IFERROR(IF(VLOOKUP(AP977,X:Y,2,0)=TRUE,1,0),0)+IF(AND(AM977>=Калькулятор!$C$14,AM977<=Калькулятор!$E$14),1,0)+IF(OR(AND(AS977>=Калькулятор!$C$11,AS977<=IF(ISBLANK(Калькулятор!$E$11),100000,Калькулятор!$E$11)),Калькулятор!$C$11&Калькулятор!$E$11=\"\"),1,0))=7,1,0)","v":0},{"$f":"SUM(AQ$2:AQ977)","v":240},{"$f":"IF(Калькулятор!$F$8<>70,ROUND(INDEX($C$6:$V$17,MATCH(AM977,$B$6:$B$17,0),MATCH(AK977&AL977,$C$2:$V$2,0))*(Калькулятор!$F$8/70)^справочно!$Y$2,0),ROUND(INDEX($C$6:$V$17,MATCH(AM977,$B$6:$B$17,0),MATCH(AK977&AL977,$C$2:$V$2,0)),0))","v":448},"-",{"$f":"3.6*AV977/(4.19*(Калькулятор!$C$8-Калькулятор!$D$8))","v":38.465871121718379},{"$f":"IF(Калькулятор!$F$8<>70,INDEX($C$6:$V$17,MATCH(AM977,$B$6:$B$17,0),MATCH(AK977&AL977,$C$2:$V$2,0))*(Калькулятор!$F$8/70)^справочно!$Y$2,INDEX($C$6:$V$17,MATCH(AM977,$B$6:$B$17,0),MATCH(AK977&AL977,$C$2:$V$2,0)))","v":447.70000000000005}]
[null,null,null,null,null,null,null,null,null,null,null,null,null,null,null,null,null,null,null,null,null,null,null,null,null,null,"Конвектор внутрипольный Royal Thermo ATRIUM-75/250/1600-DG-U-AU","НС-1493227","RT-A-75/250/1600-DG-U-AU",3,5,8,12,17,20,22,75,250,1600,"DG","U","AU",{"$f":"IF((IFERROR(IF(VLOOKUP(AK978,X:Y,2,0)=TRUE,1,0),0)+IFERROR(IF(VLOOKUP(AL978,X:Y,2,0)=TRUE,1,0),0)+IFERROR(IF(VLOOKUP(AN978,X:Y,2,0)=TRUE,1,0),0)+IFERROR(IF(VLOOKUP(AO978,X:Y,2,0)=TRUE,1,0),0)+IFERROR(IF(VLOOKUP(AP978,X:Y,2,0)=TRUE,1,0),0)+IF(AND(AM978>=Калькулятор!$C$14,AM978<=Калькулятор!$E$14),1,0)+IF(OR(AND(AS978>=Калькулятор!$C$11,AS978<=IF(ISBLANK(Калькулятор!$E$11),100000,Калькулятор!$E$11)),Калькулятор!$C$11&Калькулятор!$E$11=\"\"),1,0))=7,1,0)","v":0},{"$f":"SUM(AQ$2:AQ978)","v":240},{"$f":"IF(Калькулятор!$F$8<>70,ROUND(INDEX($C$6:$V$17,MATCH(AM978,$B$6:$B$17,0),MATCH(AK978&AL978,$C$2:$V$2,0))*(Калькулятор!$F$8/70)^справочно!$Y$2,0),ROUND(INDEX($C$6:$V$17,MATCH(AM978,$B$6:$B$17,0),MATCH(AK978&AL978,$C$2:$V$2,0)),0))","v":525},"-",{"$f":"3.6*AV978/(4.19*(Калькулятор!$C$8-Калькулятор!$D$8))","v":45.08162291169451},{"$f":"IF(Калькулятор!$F$8<>70,INDEX($C$6:$V$17,MATCH(AM978,$B$6:$B$17,0),MATCH(AK978&AL978,$C$2:$V$2,0))*(Калькулятор!$F$8/70)^справочно!$Y$2,INDEX($C$6:$V$17,MATCH(AM978,$B$6:$B$17,0),MATCH(AK978&AL978,$C$2:$V$2,0)))","v":524.70000000000005}]
[null,null,null,null,null,null,null,null,null,null,null,null,null,null,null,null,null,null,null,null,null,null,null,null,null,null,"Конвектор внутрипольный Royal Thermo ATRIUM-75/250/1800-DG-U-AU","НС-1493228","RT-A-75/250/1800-DG-U-AU",3,5,8,12,17,20,22,75,250,1800,"DG","U","AU",{"$f":"IF((IFERROR(IF(VLOOKUP(AK979,X:Y,2,0)=TRUE,1,0),0)+IFERROR(IF(VLOOKUP(AL979,X:Y,2,0)=TRUE,1,0),0)+IFERROR(IF(VLOOKUP(AN979,X:Y,2,0)=TRUE,1,0),0)+IFERROR(IF(VLOOKUP(AO979,X:Y,2,0)=TRUE,1,0),0)+IFERROR(IF(VLOOKUP(AP979,X:Y,2,0)=TRUE,1,0),0)+IF(AND(AM979>=Калькулятор!$C$14,AM979<=Калькулятор!$E$14),1,0)+IF(OR(AND(AS979>=Калькулятор!$C$11,AS979<=IF(ISBLANK(Калькулятор!$E$11),100000,Калькулятор!$E$11)),Калькулятор!$C$11&Калькулятор!$E$11=\"\"),1,0))=7,1,0)","v":0},{"$f":"SUM(AQ$2:AQ979)","v":240},{"$f":"IF(Калькулятор!$F$8<>70,ROUND(INDEX($C$6:$V$17,MATCH(AM979,$B$6:$B$17,0),MATCH(AK979&AL979,$C$2:$V$2,0))*(Калькулятор!$F$8/70)^справочно!$Y$2,0),ROUND(INDEX($C$6:$V$17,MATCH(AM979,$B$6:$B$17,0),MATCH(AK979&AL979,$C$2:$V$2,0)),0))","v":602},"-",{"$f":"3.6*AV979/(4.19*(Калькулятор!$C$8-Калькулятор!$D$8))","v":51.697374701670647},{"$f":"IF(Калькулятор!$F$8<>70,INDEX($C$6:$V$17,MATCH(AM979,$B$6:$B$17,0),MATCH(AK979&AL979,$C$2:$V$2,0))*(Калькулятор!$F$8/70)^справочно!$Y$2,INDEX($C$6:$V$17,MATCH(AM979,$B$6:$B$17,0),MATCH(AK979&AL979,$C$2:$V$2,0)))","v":601.70000000000005}]
[null,null,null,null,null,null,null,null,null,null,null,null,null,null,null,null,null,null,null,null,null,null,null,null,null,null,"Конвектор внутрипольный Royal Thermo ATRIUM-75/250/2000-DG-U-AU","НС-1493229","RT-A-75/250/2000-DG-U-AU",3,5,8,12,17,20,22,75,250,2000,"DG","U","AU",{"$f":"IF((IFERROR(IF(VLOOKUP(AK980,X:Y,2,0)=TRUE,1,0),0)+IFERROR(IF(VLOOKUP(AL980,X:Y,2,0)=TRUE,1,0),0)+IFERROR(IF(VLOOKUP(AN980,X:Y,2,0)=TRUE,1,0),0)+IFERROR(IF(VLOOKUP(AO980,X:Y,2,0)=TRUE,1,0),0)+IFERROR(IF(VLOOKUP(AP980,X:Y,2,0)=TRUE,1,0),0)+IF(AND(AM980>=Калькулятор!$C$14,AM980<=Калькулятор!$E$14),1,0)+IF(OR(AND(AS980>=Калькулятор!$C$11,AS980<=IF(ISBLANK(Калькулятор!$E$11),100000,Калькулятор!$E$11)),Калькулятор!$C$11&Калькулятор!$E$11=\"\"),1,0))=7,1,0)","v":0},{"$f":"SUM(AQ$2:AQ980)","v":240},{"$f":"IF(Калькулятор!$F$8<>70,ROUND(INDEX($C$6:$V$17,MATCH(AM980,$B$6:$B$17,0),MATCH(AK980&AL980,$C$2:$V$2,0))*(Калькулятор!$F$8/70)^справочно!$Y$2,0),ROUND(INDEX($C$6:$V$17,MATCH(AM980,$B$6:$B$17,0),MATCH(AK980&AL980,$C$2:$V$2,0)),0))","v":680},"-",{"$f":"3.6*AV980/(4.19*(Калькулятор!$C$8-Калькулятор!$D$8))","v":58.407637231503578},{"$f":"IF(Калькулятор!$F$8<>70,INDEX($C$6:$V$17,MATCH(AM980,$B$6:$B$17,0),MATCH(AK980&AL980,$C$2:$V$2,0))*(Калькулятор!$F$8/70)^справочно!$Y$2,INDEX($C$6:$V$17,MATCH(AM980,$B$6:$B$17,0),MATCH(AK980&AL980,$C$2:$V$2,0)))","v":679.80000000000007}]
[null,null,null,null,null,null,null,null,null,null,null,null,null,null,null,null,null,null,null,null,null,null,null,null,null,null,"Конвектор внутрипольный Royal Thermo ATRIUM-75/250/2200-DG-U-AU","НС-1493230","RT-A-75/250/2200-DG-U-AU",3,5,8,12,17,20,22,75,250,2200,"DG","U","AU",{"$f":"IF((IFERROR(IF(VLOOKUP(AK981,X:Y,2,0)=TRUE,1,0),0)+IFERROR(IF(VLOOKUP(AL981,X:Y,2,0)=TRUE,1,0),0)+IFERROR(IF(VLOOKUP(AN981,X:Y,2,0)=TRUE,1,0),0)+IFERROR(IF(VLOOKUP(AO981,X:Y,2,0)=TRUE,1,0),0)+IFERROR(IF(VLOOKUP(AP981,X:Y,2,0)=TRUE,1,0),0)+IF(AND(AM981>=Калькулятор!$C$14,AM981<=Калькулятор!$E$14),1,0)+IF(OR(AND(AS981>=Калькулятор!$C$11,AS981<=IF(ISBLANK(Калькулятор!$E$11),100000,Калькулятор!$E$11)),Калькулятор!$C$11&Калькулятор!$E$11=\"\"),1,0))=7,1,0)","v":0},{"$f":"SUM(AQ$2:AQ981)","v":240},{"$f":"IF(Калькулятор!$F$8<>70,ROUND(INDEX($C$6:$V$17,MATCH(AM981,$B$6:$B$17,0),MATCH(AK981&AL981,$C$2:$V$2,0))*(Калькулятор!$F$8/70)^справочно!$Y$2,0),ROUND(INDEX($C$6:$V$17,MATCH(AM981,$B$6:$B$17,0),MATCH(AK981&AL981,$C$2:$V$2,0)),0))","v":757},"-",{"$f":"3.6*AV981/(4.19*(Калькулятор!$C$8-Калькулятор!$D$8))","v":65.023389021479716},{"$f":"IF(Калькулятор!$F$8<>70,INDEX($C$6:$V$17,MATCH(AM981,$B$6:$B$17,0),MATCH(AK981&AL981,$C$2:$V$2,0))*(Калькулятор!$F$8/70)^справочно!$Y$2,INDEX($C$6:$V$17,MATCH(AM981,$B$6:$B$17,0),MATCH(AK981&AL981,$C$2:$V$2,0)))","v":756.80000000000007}]
[null,null,null,null,null,null,null,null,null,null,null,null,null,null,null,null,null,null,null,null,null,null,null,null,null,null,"Конвектор внутрипольный Royal Thermo ATRIUM-75/250/2400-DG-U-AU","НС-1493231","RT-A-75/250/2400-DG-U-AU",3,5,8,12,17,20,22,75,250,2400,"DG","U","AU",{"$f":"IF((IFERROR(IF(VLOOKUP(AK982,X:Y,2,0)=TRUE,1,0),0)+IFERROR(IF(VLOOKUP(AL982,X:Y,2,0)=TRUE,1,0),0)+IFERROR(IF(VLOOKUP(AN982,X:Y,2,0)=TRUE,1,0),0)+IFERROR(IF(VLOOKUP(AO982,X:Y,2,0)=TRUE,1,0),0)+IFERROR(IF(VLOOKUP(AP982,X:Y,2,0)=TRUE,1,0),0)+IF(AND(AM982>=Калькулятор!$C$14,AM982<=Калькулятор!$E$14),1,0)+IF(OR(AND(AS982>=Калькулятор!$C$11,AS982<=IF(ISBLANK(Калькулятор!$E$11),100000,Калькулятор!$E$11)),Калькулятор!$C$11&Калькулятор!$E$11=\"\"),1,0))=7,1,0)","v":0},{"$f":"SUM(AQ$2:AQ982)","v":240},{"$f":"IF(Калькулятор!$F$8<>70,ROUND(INDEX($C$6:$V$17,MATCH(AM982,$B$6:$B$17,0),MATCH(AK982&AL982,$C$2:$V$2,0))*(Калькулятор!$F$8/70)^справочно!$Y$2,0),ROUND(INDEX($C$6:$V$17,MATCH(AM982,$B$6:$B$17,0),MATCH(AK982&AL982,$C$2:$V$2,0)),0))","v":836},"-",{"$f":"3.6*AV982/(4.19*(Калькулятор!$C$8-Калькулятор!$D$8))","v":71.828162291169448},{"$f":"IF(Калькулятор!$F$8<>70,INDEX($C$6:$V$17,MATCH(AM982,$B$6:$B$17,0),MATCH(AK982&AL982,$C$2:$V$2,0))*(Калькулятор!$F$8/70)^справочно!$Y$2,INDEX($C$6:$V$17,MATCH(AM982,$B$6:$B$17,0),MATCH(AK982&AL982,$C$2:$V$2,0)))","v":836.00000000000011}]
[null,null,null,null,null,null,null,null,null,null,null,null,null,null,null,null,null,null,null,null,null,null,null,null,null,null,"Конвектор внутрипольный Royal Thermo ATRIUM-75/250/2600-DG-U-AU","НС-1493232","RT-A-75/250/2600-DG-U-AU",3,5,8,12,17,20,22,75,250,2600,"DG","U","AU",{"$f":"IF((IFERROR(IF(VLOOKUP(AK983,X:Y,2,0)=TRUE,1,0),0)+IFERROR(IF(VLOOKUP(AL983,X:Y,2,0)=TRUE,1,0),0)+IFERROR(IF(VLOOKUP(AN983,X:Y,2,0)=TRUE,1,0),0)+IFERROR(IF(VLOOKUP(AO983,X:Y,2,0)=TRUE,1,0),0)+IFERROR(IF(VLOOKUP(AP983,X:Y,2,0)=TRUE,1,0),0)+IF(AND(AM983>=Калькулятор!$C$14,AM983<=Калькулятор!$E$14),1,0)+IF(OR(AND(AS983>=Калькулятор!$C$11,AS983<=IF(ISBLANK(Калькулятор!$E$11),100000,Калькулятор!$E$11)),Калькулятор!$C$11&Калькулятор!$E$11=\"\"),1,0))=7,1,0)","v":0},{"$f":"SUM(AQ$2:AQ983)","v":240},{"$f":"IF(Калькулятор!$F$8<>70,ROUND(INDEX($C$6:$V$17,MATCH(AM983,$B$6:$B$17,0),MATCH(AK983&AL983,$C$2:$V$2,0))*(Калькулятор!$F$8/70)^справочно!$Y$2,0),ROUND(INDEX($C$6:$V$17,MATCH(AM983,$B$6:$B$17,0),MATCH(AK983&AL983,$C$2:$V$2,0)),0))","v":914},"ЗО",{"$f":"3.6*AV983/(4.19*(Калькулятор!$C$8-Калькулятор!$D$8))","v":78.53842482100238},{"$f":"IF(Калькулятор!$F$8<>70,INDEX($C$6:$V$17,MATCH(AM983,$B$6:$B$17,0),MATCH(AK983&AL983,$C$2:$V$2,0))*(Калькулятор!$F$8/70)^справочно!$Y$2,INDEX($C$6:$V$17,MATCH(AM983,$B$6:$B$17,0),MATCH(AK983&AL983,$C$2:$V$2,0)))","v":914.1}]
[null,null,null,null,null,null,null,null,null,null,null,null,null,null,null,null,null,null,null,null,null,null,null,null,null,null,"Конвектор внутрипольный Royal Thermo ATRIUM-75/250/2800-DG-U-AU","НС-1493233","RT-A-75/250/2800-DG-U-AU",3,5,8,12,17,20,22,75,250,2800,"DG","U","AU",{"$f":"IF((IFERROR(IF(VLOOKUP(AK984,X:Y,2,0)=TRUE,1,0),0)+IFERROR(IF(VLOOKUP(AL984,X:Y,2,0)=TRUE,1,0),0)+IFERROR(IF(VLOOKUP(AN984,X:Y,2,0)=TRUE,1,0),0)+IFERROR(IF(VLOOKUP(AO984,X:Y,2,0)=TRUE,1,0),0)+IFERROR(IF(VLOOKUP(AP984,X:Y,2,0)=TRUE,1,0),0)+IF(AND(AM984>=Калькулятор!$C$14,AM984<=Калькулятор!$E$14),1,0)+IF(OR(AND(AS984>=Калькулятор!$C$11,AS984<=IF(ISBLANK(Калькулятор!$E$11),100000,Калькулятор!$E$11)),Калькулятор!$C$11&Калькулятор!$E$11=\"\"),1,0))=7,1,0)","v":0},{"$f":"SUM(AQ$2:AQ984)","v":240},{"$f":"IF(Калькулятор!$F$8<>70,ROUND(INDEX($C$6:$V$17,MATCH(AM984,$B$6:$B$17,0),MATCH(AK984&AL984,$C$2:$V$2,0))*(Калькулятор!$F$8/70)^справочно!$Y$2,0),ROUND(INDEX($C$6:$V$17,MATCH(AM984,$B$6:$B$17,0),MATCH(AK984&AL984,$C$2:$V$2,0)),0))","v":991},"ЗО",{"$f":"3.6*AV984/(4.19*(Калькулятор!$C$8-Калькулятор!$D$8))","v":85.154176610978524},{"$f":"IF(Калькулятор!$F$8<>70,INDEX($C$6:$V$17,MATCH(AM984,$B$6:$B$17,0),MATCH(AK984&AL984,$C$2:$V$2,0))*(Калькулятор!$F$8/70)^справочно!$Y$2,INDEX($C$6:$V$17,MATCH(AM984,$B$6:$B$17,0),MATCH(AK984&AL984,$C$2:$V$2,0)))","v":991.10000000000014}]
[null,null,null,null,null,null,null,null,null,null,null,null,null,null,null,null,null,null,null,null,null,null,null,null,null,null,"Конвектор внутрипольный Royal Thermo ATRIUM-75/250/3000-DG-U-AU","НС-1493234","RT-A-75/250/3000-DG-U-AU",3,5,8,12,17,20,22,75,250,3000,"DG","U","AU",{"$f":"IF((IFERROR(IF(VLOOKUP(AK985,X:Y,2,0)=TRUE,1,0),0)+IFERROR(IF(VLOOKUP(AL985,X:Y,2,0)=TRUE,1,0),0)+IFERROR(IF(VLOOKUP(AN985,X:Y,2,0)=TRUE,1,0),0)+IFERROR(IF(VLOOKUP(AO985,X:Y,2,0)=TRUE,1,0),0)+IFERROR(IF(VLOOKUP(AP985,X:Y,2,0)=TRUE,1,0),0)+IF(AND(AM985>=Калькулятор!$C$14,AM985<=Калькулятор!$E$14),1,0)+IF(OR(AND(AS985>=Калькулятор!$C$11,AS985<=IF(ISBLANK(Калькулятор!$E$11),100000,Калькулятор!$E$11)),Калькулятор!$C$11&Калькулятор!$E$11=\"\"),1,0))=7,1,0)","v":0},{"$f":"SUM(AQ$2:AQ985)","v":240},{"$f":"IF(Калькулятор!$F$8<>70,ROUND(INDEX($C$6:$V$17,MATCH(AM985,$B$6:$B$17,0),MATCH(AK985&AL985,$C$2:$V$2,0))*(Калькулятор!$F$8/70)^справочно!$Y$2,0),ROUND(INDEX($C$6:$V$17,MATCH(AM985,$B$6:$B$17,0),MATCH(AK985&AL985,$C$2:$V$2,0)),0))","v":1068},"ЗО",{"$f":"3.6*AV985/(4.19*(Калькулятор!$C$8-Калькулятор!$D$8))","v":91.769928400954655},{"$f":"IF(Калькулятор!$F$8<>70,INDEX($C$6:$V$17,MATCH(AM985,$B$6:$B$17,0),MATCH(AK985&AL985,$C$2:$V$2,0))*(Калькулятор!$F$8/70)^справочно!$Y$2,INDEX($C$6:$V$17,MATCH(AM985,$B$6:$B$17,0),MATCH(AK985&AL985,$C$2:$V$2,0)))","v":1068.1000000000001}]
[null,null,null,null,null,null,null,null,null,null,null,null,null,null,null,null,null,null,null,null,null,null,null,null,null,null,"Конвектор внутрипольный Royal Thermo ATRIUM-75/300/800-DG-U-AU","НС-1493248","RT-A-75/300/800-DG-U-AU",3,5,8,12,16,19,21,75,300,800,"DG","U","AU",{"$f":"IF((IFERROR(IF(VLOOKUP(AK986,X:Y,2,0)=TRUE,1,0),0)+IFERROR(IF(VLOOKUP(AL986,X:Y,2,0)=TRUE,1,0),0)+IFERROR(IF(VLOOKUP(AN986,X:Y,2,0)=TRUE,1,0),0)+IFERROR(IF(VLOOKUP(AO986,X:Y,2,0)=TRUE,1,0),0)+IFERROR(IF(VLOOKUP(AP986,X:Y,2,0)=TRUE,1,0),0)+IF(AND(AM986>=Калькулятор!$C$14,AM986<=Калькулятор!$E$14),1,0)+IF(OR(AND(AS986>=Калькулятор!$C$11,AS986<=IF(ISBLANK(Калькулятор!$E$11),100000,Калькулятор!$E$11)),Калькулятор!$C$11&Калькулятор!$E$11=\"\"),1,0))=7,1,0)","v":0},{"$f":"SUM(AQ$2:AQ986)","v":240},{"$f":"IF(Калькулятор!$F$8<>70,ROUND(INDEX($C$6:$V$17,MATCH(AM986,$B$6:$B$17,0),MATCH(AK986&AL986,$C$2:$V$2,0))*(Калькулятор!$F$8/70)^справочно!$Y$2,0),ROUND(INDEX($C$6:$V$17,MATCH(AM986,$B$6:$B$17,0),MATCH(AK986&AL986,$C$2:$V$2,0)),0))","v":259},"ЗО",{"$f":"3.6*AV986/(4.19*(Калькулятор!$C$8-Калькулятор!$D$8))","v":22.210023866348447},{"$f":"IF(Калькулятор!$F$8<>70,INDEX($C$6:$V$17,MATCH(AM986,$B$6:$B$17,0),MATCH(AK986&AL986,$C$2:$V$2,0))*(Калькулятор!$F$8/70)^справочно!$Y$2,INDEX($C$6:$V$17,MATCH(AM986,$B$6:$B$17,0),MATCH(AK986&AL986,$C$2:$V$2,0)))","v":258.5}]
[null,null,null,null,null,null,null,null,null,null,null,null,null,null,null,null,null,null,null,null,null,null,null,null,null,null,"Конвектор внутрипольный Royal Thermo ATRIUM-75/300/1000-DG-U-AU","НС-1493237","RT-A-75/300/1000-DG-U-AU",3,5,8,12,17,20,22,75,300,1000,"DG","U","AU",{"$f":"IF((IFERROR(IF(VLOOKUP(AK987,X:Y,2,0)=TRUE,1,0),0)+IFERROR(IF(VLOOKUP(AL987,X:Y,2,0)=TRUE,1,0),0)+IFERROR(IF(VLOOKUP(AN987,X:Y,2,0)=TRUE,1,0),0)+IFERROR(IF(VLOOKUP(AO987,X:Y,2,0)=TRUE,1,0),0)+IFERROR(IF(VLOOKUP(AP987,X:Y,2,0)=TRUE,1,0),0)+IF(AND(AM987>=Калькулятор!$C$14,AM987<=Калькулятор!$E$14),1,0)+IF(OR(AND(AS987>=Калькулятор!$C$11,AS987<=IF(ISBLANK(Калькулятор!$E$11),100000,Калькулятор!$E$11)),Калькулятор!$C$11&Калькулятор!$E$11=\"\"),1,0))=7,1,0)","v":0},{"$f":"SUM(AQ$2:AQ987)","v":240},{"$f":"IF(Калькулятор!$F$8<>70,ROUND(INDEX($C$6:$V$17,MATCH(AM987,$B$6:$B$17,0),MATCH(AK987&AL987,$C$2:$V$2,0))*(Калькулятор!$F$8/70)^справочно!$Y$2,0),ROUND(INDEX($C$6:$V$17,MATCH(AM987,$B$6:$B$17,0),MATCH(AK987&AL987,$C$2:$V$2,0)),0))","v":351},"ЗО",{"$f":"3.6*AV987/(4.19*(Калькулятор!$C$8-Калькулятор!$D$8))","v":30.148926014319812},{"$f":"IF(Калькулятор!$F$8<>70,INDEX($C$6:$V$17,MATCH(AM987,$B$6:$B$17,0),MATCH(AK987&AL987,$C$2:$V$2,0))*(Калькулятор!$F$8/70)^справочно!$Y$2,INDEX($C$6:$V$17,MATCH(AM987,$B$6:$B$17,0),MATCH(AK987&AL987,$C$2:$V$2,0)))","v":350.90000000000003}]
[null,null,null,null,null,null,null,null,null,null,null,null,null,null,null,null,null,null,null,null,null,null,null,null,null,null,"Конвектор внутрипольный Royal Thermo ATRIUM-75/300/1200-DG-U-AU","НС-1493238","RT-A-75/300/1200-DG-U-AU",3,5,8,12,17,20,22,75,300,1200,"DG","U","AU",{"$f":"IF((IFERROR(IF(VLOOKUP(AK988,X:Y,2,0)=TRUE,1,0),0)+IFERROR(IF(VLOOKUP(AL988,X:Y,2,0)=TRUE,1,0),0)+IFERROR(IF(VLOOKUP(AN988,X:Y,2,0)=TRUE,1,0),0)+IFERROR(IF(VLOOKUP(AO988,X:Y,2,0)=TRUE,1,0),0)+IFERROR(IF(VLOOKUP(AP988,X:Y,2,0)=TRUE,1,0),0)+IF(AND(AM988>=Калькулятор!$C$14,AM988<=Калькулятор!$E$14),1,0)+IF(OR(AND(AS988>=Калькулятор!$C$11,AS988<=IF(ISBLANK(Калькулятор!$E$11),100000,Калькулятор!$E$11)),Калькулятор!$C$11&Калькулятор!$E$11=\"\"),1,0))=7,1,0)","v":0},{"$f":"SUM(AQ$2:AQ988)","v":240},{"$f":"IF(Калькулятор!$F$8<>70,ROUND(INDEX($C$6:$V$17,MATCH(AM988,$B$6:$B$17,0),MATCH(AK988&AL988,$C$2:$V$2,0))*(Калькулятор!$F$8/70)^справочно!$Y$2,0),ROUND(INDEX($C$6:$V$17,MATCH(AM988,$B$6:$B$17,0),MATCH(AK988&AL988,$C$2:$V$2,0)),0))","v":444},"ЗО",{"$f":"3.6*AV988/(4.19*(Калькулятор!$C$8-Калькулятор!$D$8))","v":38.182338902147968},{"$f":"IF(Калькулятор!$F$8<>70,INDEX($C$6:$V$17,MATCH(AM988,$B$6:$B$17,0),MATCH(AK988&AL988,$C$2:$V$2,0))*(Калькулятор!$F$8/70)^справочно!$Y$2,INDEX($C$6:$V$17,MATCH(AM988,$B$6:$B$17,0),MATCH(AK988&AL988,$C$2:$V$2,0)))","v":444.40000000000003}]
[null,null,null,null,null,null,null,null,null,null,null,null,null,null,null,null,null,null,null,null,null,null,null,null,null,null,"Конвектор внутрипольный Royal Thermo ATRIUM-75/300/1400-DG-U-AU","НС-1493239","RT-A-75/300/1400-DG-U-AU",3,5,8,12,17,20,22,75,300,1400,"DG","U","AU",{"$f":"IF((IFERROR(IF(VLOOKUP(AK989,X:Y,2,0)=TRUE,1,0),0)+IFERROR(IF(VLOOKUP(AL989,X:Y,2,0)=TRUE,1,0),0)+IFERROR(IF(VLOOKUP(AN989,X:Y,2,0)=TRUE,1,0),0)+IFERROR(IF(VLOOKUP(AO989,X:Y,2,0)=TRUE,1,0),0)+IFERROR(IF(VLOOKUP(AP989,X:Y,2,0)=TRUE,1,0),0)+IF(AND(AM989>=Калькулятор!$C$14,AM989<=Калькулятор!$E$14),1,0)+IF(OR(AND(AS989>=Калькулятор!$C$11,AS989<=IF(ISBLANK(Калькулятор!$E$11),100000,Калькулятор!$E$11)),Калькулятор!$C$11&Калькулятор!$E$11=\"\"),1,0))=7,1,0)","v":0},{"$f":"SUM(AQ$2:AQ989)","v":240},{"$f":"IF(Калькулятор!$F$8<>70,ROUND(INDEX($C$6:$V$17,MATCH(AM989,$B$6:$B$17,0),MATCH(AK989&AL989,$C$2:$V$2,0))*(Калькулятор!$F$8/70)^справочно!$Y$2,0),ROUND(INDEX($C$6:$V$17,MATCH(AM989,$B$6:$B$17,0),MATCH(AK989&AL989,$C$2:$V$2,0)),0))","v":537},"ЗО",{"$f":"3.6*AV989/(4.19*(Калькулятор!$C$8-Калькулятор!$D$8))","v":46.12124105011933},{"$f":"IF(Калькулятор!$F$8<>70,INDEX($C$6:$V$17,MATCH(AM989,$B$6:$B$17,0),MATCH(AK989&AL989,$C$2:$V$2,0))*(Калькулятор!$F$8/70)^справочно!$Y$2,INDEX($C$6:$V$17,MATCH(AM989,$B$6:$B$17,0),MATCH(AK989&AL989,$C$2:$V$2,0)))","v":536.80000000000007}]
[null,null,null,null,null,null,null,null,null,null,null,null,null,null,null,null,null,null,null,null,null,null,null,null,null,null,"Конвектор внутрипольный Royal Thermo ATRIUM-75/300/1600-DG-U-AU","НС-1493240","RT-A-75/300/1600-DG-U-AU",3,5,8,12,17,20,22,75,300,1600,"DG","U","AU",{"$f":"IF((IFERROR(IF(VLOOKUP(AK990,X:Y,2,0)=TRUE,1,0),0)+IFERROR(IF(VLOOKUP(AL990,X:Y,2,0)=TRUE,1,0),0)+IFERROR(IF(VLOOKUP(AN990,X:Y,2,0)=TRUE,1,0),0)+IFERROR(IF(VLOOKUP(AO990,X:Y,2,0)=TRUE,1,0),0)+IFERROR(IF(VLOOKUP(AP990,X:Y,2,0)=TRUE,1,0),0)+IF(AND(AM990>=Калькулятор!$C$14,AM990<=Калькулятор!$E$14),1,0)+IF(OR(AND(AS990>=Калькулятор!$C$11,AS990<=IF(ISBLANK(Калькулятор!$E$11),100000,Калькулятор!$E$11)),Калькулятор!$C$11&Калькулятор!$E$11=\"\"),1,0))=7,1,0)","v":0},{"$f":"SUM(AQ$2:AQ990)","v":240},{"$f":"IF(Калькулятор!$F$8<>70,ROUND(INDEX($C$6:$V$17,MATCH(AM990,$B$6:$B$17,0),MATCH(AK990&AL990,$C$2:$V$2,0))*(Калькулятор!$F$8/70)^справочно!$Y$2,0),ROUND(INDEX($C$6:$V$17,MATCH(AM990,$B$6:$B$17,0),MATCH(AK990&AL990,$C$2:$V$2,0)),0))","v":629},"ЗО",{"$f":"3.6*AV990/(4.19*(Калькулятор!$C$8-Калькулятор!$D$8))","v":54.060143198090692},{"$f":"IF(Калькулятор!$F$8<>70,INDEX($C$6:$V$17,MATCH(AM990,$B$6:$B$17,0),MATCH(AK990&AL990,$C$2:$V$2,0))*(Калькулятор!$F$8/70)^справочно!$Y$2,INDEX($C$6:$V$17,MATCH(AM990,$B$6:$B$17,0),MATCH(AK990&AL990,$C$2:$V$2,0)))","v":629.20000000000005}]
[null,null,null,null,null,null,null,null,null,null,null,null,null,null,null,null,null,null,null,null,null,null,null,null,null,null,"Конвектор внутрипольный Royal Thermo ATRIUM-75/300/1800-DG-U-AU","НС-1493241","RT-A-75/300/1800-DG-U-AU",3,5,8,12,17,20,22,75,300,1800,"DG","U","AU",{"$f":"IF((IFERROR(IF(VLOOKUP(AK991,X:Y,2,0)=TRUE,1,0),0)+IFERROR(IF(VLOOKUP(AL991,X:Y,2,0)=TRUE,1,0),0)+IFERROR(IF(VLOOKUP(AN991,X:Y,2,0)=TRUE,1,0),0)+IFERROR(IF(VLOOKUP(AO991,X:Y,2,0)=TRUE,1,0),0)+IFERROR(IF(VLOOKUP(AP991,X:Y,2,0)=TRUE,1,0),0)+IF(AND(AM991>=Калькулятор!$C$14,AM991<=Калькулятор!$E$14),1,0)+IF(OR(AND(AS991>=Калькулятор!$C$11,AS991<=IF(ISBLANK(Калькулятор!$E$11),100000,Калькулятор!$E$11)),Калькулятор!$C$11&Калькулятор!$E$11=\"\"),1,0))=7,1,0)","v":0},{"$f":"SUM(AQ$2:AQ991)","v":240},{"$f":"IF(Калькулятор!$F$8<>70,ROUND(INDEX($C$6:$V$17,MATCH(AM991,$B$6:$B$17,0),MATCH(AK991&AL991,$C$2:$V$2,0))*(Калькулятор!$F$8/70)^справочно!$Y$2,0),ROUND(INDEX($C$6:$V$17,MATCH(AM991,$B$6:$B$17,0),MATCH(AK991&AL991,$C$2:$V$2,0)),0))","v":723},"ЗО",{"$f":"3.6*AV991/(4.19*(Калькулятор!$C$8-Калькулятор!$D$8))","v":62.093556085918856},{"$f":"IF(Калькулятор!$F$8<>70,INDEX($C$6:$V$17,MATCH(AM991,$B$6:$B$17,0),MATCH(AK991&AL991,$C$2:$V$2,0))*(Калькулятор!$F$8/70)^справочно!$Y$2,INDEX($C$6:$V$17,MATCH(AM991,$B$6:$B$17,0),MATCH(AK991&AL991,$C$2:$V$2,0)))","v":722.7}]
[null,null,null,null,null,null,null,null,null,null,null,null,null,null,null,null,null,null,null,null,null,null,null,null,null,null,"Конвектор внутрипольный Royal Thermo ATRIUM-75/300/2000-DG-U-AU","НС-1493242","RT-A-75/300/2000-DG-U-AU",3,5,8,12,17,20,22,75,300,2000,"DG","U","AU",{"$f":"IF((IFERROR(IF(VLOOKUP(AK992,X:Y,2,0)=TRUE,1,0),0)+IFERROR(IF(VLOOKUP(AL992,X:Y,2,0)=TRUE,1,0),0)+IFERROR(IF(VLOOKUP(AN992,X:Y,2,0)=TRUE,1,0),0)+IFERROR(IF(VLOOKUP(AO992,X:Y,2,0)=TRUE,1,0),0)+IFERROR(IF(VLOOKUP(AP992,X:Y,2,0)=TRUE,1,0),0)+IF(AND(AM992>=Калькулятор!$C$14,AM992<=Калькулятор!$E$14),1,0)+IF(OR(AND(AS992>=Калькулятор!$C$11,AS992<=IF(ISBLANK(Калькулятор!$E$11),100000,Калькулятор!$E$11)),Калькулятор!$C$11&Калькулятор!$E$11=\"\"),1,0))=7,1,0)","v":0},{"$f":"SUM(AQ$2:AQ992)","v":240},{"$f":"IF(Калькулятор!$F$8<>70,ROUND(INDEX($C$6:$V$17,MATCH(AM992,$B$6:$B$17,0),MATCH(AK992&AL992,$C$2:$V$2,0))*(Калькулятор!$F$8/70)^справочно!$Y$2,0),ROUND(INDEX($C$6:$V$17,MATCH(AM992,$B$6:$B$17,0),MATCH(AK992&AL992,$C$2:$V$2,0)),0))","v":815},"ЗО",{"$f":"3.6*AV992/(4.19*(Калькулятор!$C$8-Калькулятор!$D$8))","v":70.03245823389021},{"$f":"IF(Калькулятор!$F$8<>70,INDEX($C$6:$V$17,MATCH(AM992,$B$6:$B$17,0),MATCH(AK992&AL992,$C$2:$V$2,0))*(Калькулятор!$F$8/70)^справочно!$Y$2,INDEX($C$6:$V$17,MATCH(AM992,$B$6:$B$17,0),MATCH(AK992&AL992,$C$2:$V$2,0)))","v":815.1}]
[null,null,null,null,null,null,null,null,null,null,null,null,null,null,null,null,null,null,null,null,null,null,null,null,null,null,"Конвектор внутрипольный Royal Thermo ATRIUM-75/300/2200-DG-U-AU","НС-1493243","RT-A-75/300/2200-DG-U-AU",3,5,8,12,17,20,22,75,300,2200,"DG","U","AU",{"$f":"IF((IFERROR(IF(VLOOKUP(AK993,X:Y,2,0)=TRUE,1,0),0)+IFERROR(IF(VLOOKUP(AL993,X:Y,2,0)=TRUE,1,0),0)+IFERROR(IF(VLOOKUP(AN993,X:Y,2,0)=TRUE,1,0),0)+IFERROR(IF(VLOOKUP(AO993,X:Y,2,0)=TRUE,1,0),0)+IFERROR(IF(VLOOKUP(AP993,X:Y,2,0)=TRUE,1,0),0)+IF(AND(AM993>=Калькулятор!$C$14,AM993<=Калькулятор!$E$14),1,0)+IF(OR(AND(AS993>=Калькулятор!$C$11,AS993<=IF(ISBLANK(Калькулятор!$E$11),100000,Калькулятор!$E$11)),Калькулятор!$C$11&Калькулятор!$E$11=\"\"),1,0))=7,1,0)","v":0},{"$f":"SUM(AQ$2:AQ993)","v":240},{"$f":"IF(Калькулятор!$F$8<>70,ROUND(INDEX($C$6:$V$17,MATCH(AM993,$B$6:$B$17,0),MATCH(AK993&AL993,$C$2:$V$2,0))*(Калькулятор!$F$8/70)^справочно!$Y$2,0),ROUND(INDEX($C$6:$V$17,MATCH(AM993,$B$6:$B$17,0),MATCH(AK993&AL993,$C$2:$V$2,0)),0))","v":908},"ЗО",{"$f":"3.6*AV993/(4.19*(Калькулятор!$C$8-Калькулятор!$D$8))","v":77.971360381861572},{"$f":"IF(Калькулятор!$F$8<>70,INDEX($C$6:$V$17,MATCH(AM993,$B$6:$B$17,0),MATCH(AK993&AL993,$C$2:$V$2,0))*(Калькулятор!$F$8/70)^справочно!$Y$2,INDEX($C$6:$V$17,MATCH(AM993,$B$6:$B$17,0),MATCH(AK993&AL993,$C$2:$V$2,0)))","v":907.50000000000011}]
[null,null,null,null,null,null,null,null,null,null,null,null,null,null,null,null,null,null,null,null,null,null,null,null,null,null,"Конвектор внутрипольный Royal Thermo ATRIUM-75/300/2400-DG-U-AU","НС-1493244","RT-A-75/300/2400-DG-U-AU",3,5,8,12,17,20,22,75,300,2400,"DG","U","AU",{"$f":"IF((IFERROR(IF(VLOOKUP(AK994,X:Y,2,0)=TRUE,1,0),0)+IFERROR(IF(VLOOKUP(AL994,X:Y,2,0)=TRUE,1,0),0)+IFERROR(IF(VLOOKUP(AN994,X:Y,2,0)=TRUE,1,0),0)+IFERROR(IF(VLOOKUP(AO994,X:Y,2,0)=TRUE,1,0),0)+IFERROR(IF(VLOOKUP(AP994,X:Y,2,0)=TRUE,1,0),0)+IF(AND(AM994>=Калькулятор!$C$14,AM994<=Калькулятор!$E$14),1,0)+IF(OR(AND(AS994>=Калькулятор!$C$11,AS994<=IF(ISBLANK(Калькулятор!$E$11),100000,Калькулятор!$E$11)),Калькулятор!$C$11&Калькулятор!$E$11=\"\"),1,0))=7,1,0)","v":0},{"$f":"SUM(AQ$2:AQ994)","v":240},{"$f":"IF(Калькулятор!$F$8<>70,ROUND(INDEX($C$6:$V$17,MATCH(AM994,$B$6:$B$17,0),MATCH(AK994&AL994,$C$2:$V$2,0))*(Калькулятор!$F$8/70)^справочно!$Y$2,0),ROUND(INDEX($C$6:$V$17,MATCH(AM994,$B$6:$B$17,0),MATCH(AK994&AL994,$C$2:$V$2,0)),0))","v":1003},"ЗО",{"$f":"3.6*AV994/(4.19*(Калькулятор!$C$8-Калькулятор!$D$8))","v":86.193794749403338},{"$f":"IF(Калькулятор!$F$8<>70,INDEX($C$6:$V$17,MATCH(AM994,$B$6:$B$17,0),MATCH(AK994&AL994,$C$2:$V$2,0))*(Калькулятор!$F$8/70)^справочно!$Y$2,INDEX($C$6:$V$17,MATCH(AM994,$B$6:$B$17,0),MATCH(AK994&AL994,$C$2:$V$2,0)))","v":1003.2}]
[null,null,null,null,null,null,null,null,null,null,null,null,null,null,null,null,null,null,null,null,null,null,null,null,null,null,"Конвектор внутрипольный Royal Thermo ATRIUM-75/300/2600-DG-U-AU","НС-1493245","RT-A-75/300/2600-DG-U-AU",3,5,8,12,17,20,22,75,300,2600,"DG","U","AU",{"$f":"IF((IFERROR(IF(VLOOKUP(AK995,X:Y,2,0)=TRUE,1,0),0)+IFERROR(IF(VLOOKUP(AL995,X:Y,2,0)=TRUE,1,0),0)+IFERROR(IF(VLOOKUP(AN995,X:Y,2,0)=TRUE,1,0),0)+IFERROR(IF(VLOOKUP(AO995,X:Y,2,0)=TRUE,1,0),0)+IFERROR(IF(VLOOKUP(AP995,X:Y,2,0)=TRUE,1,0),0)+IF(AND(AM995>=Калькулятор!$C$14,AM995<=Калькулятор!$E$14),1,0)+IF(OR(AND(AS995>=Калькулятор!$C$11,AS995<=IF(ISBLANK(Калькулятор!$E$11),100000,Калькулятор!$E$11)),Калькулятор!$C$11&Калькулятор!$E$11=\"\"),1,0))=7,1,0)","v":0},{"$f":"SUM(AQ$2:AQ995)","v":240},{"$f":"IF(Калькулятор!$F$8<>70,ROUND(INDEX($C$6:$V$17,MATCH(AM995,$B$6:$B$17,0),MATCH(AK995&AL995,$C$2:$V$2,0))*(Калькулятор!$F$8/70)^справочно!$Y$2,0),ROUND(INDEX($C$6:$V$17,MATCH(AM995,$B$6:$B$17,0),MATCH(AK995&AL995,$C$2:$V$2,0)),0))","v":1097},"ЗО",{"$f":"3.6*AV995/(4.19*(Калькулятор!$C$8-Калькулятор!$D$8))","v":94.227207637231501},{"$f":"IF(Калькулятор!$F$8<>70,INDEX($C$6:$V$17,MATCH(AM995,$B$6:$B$17,0),MATCH(AK995&AL995,$C$2:$V$2,0))*(Калькулятор!$F$8/70)^справочно!$Y$2,INDEX($C$6:$V$17,MATCH(AM995,$B$6:$B$17,0),MATCH(AK995&AL995,$C$2:$V$2,0)))","v":1096.7}]
[null,null,null,null,null,null,null,null,null,null,null,null,null,null,null,null,null,null,null,null,null,null,null,null,null,null,"Конвектор внутрипольный Royal Thermo ATRIUM-75/300/2800-DG-U-AU","НС-1493246","RT-A-75/300/2800-DG-U-AU",3,5,8,12,17,20,22,75,300,2800,"DG","U","AU",{"$f":"IF((IFERROR(IF(VLOOKUP(AK996,X:Y,2,0)=TRUE,1,0),0)+IFERROR(IF(VLOOKUP(AL996,X:Y,2,0)=TRUE,1,0),0)+IFERROR(IF(VLOOKUP(AN996,X:Y,2,0)=TRUE,1,0),0)+IFERROR(IF(VLOOKUP(AO996,X:Y,2,0)=TRUE,1,0),0)+IFERROR(IF(VLOOKUP(AP996,X:Y,2,0)=TRUE,1,0),0)+IF(AND(AM996>=Калькулятор!$C$14,AM996<=Калькулятор!$E$14),1,0)+IF(OR(AND(AS996>=Калькулятор!$C$11,AS996<=IF(ISBLANK(Калькулятор!$E$11),100000,Калькулятор!$E$11)),Калькулятор!$C$11&Калькулятор!$E$11=\"\"),1,0))=7,1,0)","v":0},{"$f":"SUM(AQ$2:AQ996)","v":240},{"$f":"IF(Калькулятор!$F$8<>70,ROUND(INDEX($C$6:$V$17,MATCH(AM996,$B$6:$B$17,0),MATCH(AK996&AL996,$C$2:$V$2,0))*(Калькулятор!$F$8/70)^справочно!$Y$2,0),ROUND(INDEX($C$6:$V$17,MATCH(AM996,$B$6:$B$17,0),MATCH(AK996&AL996,$C$2:$V$2,0)),0))","v":1189},"ЗО",{"$f":"3.6*AV996/(4.19*(Калькулятор!$C$8-Калькулятор!$D$8))","v":102.16610978520285},{"$f":"IF(Калькулятор!$F$8<>70,INDEX($C$6:$V$17,MATCH(AM996,$B$6:$B$17,0),MATCH(AK996&AL996,$C$2:$V$2,0))*(Калькулятор!$F$8/70)^справочно!$Y$2,INDEX($C$6:$V$17,MATCH(AM996,$B$6:$B$17,0),MATCH(AK996&AL996,$C$2:$V$2,0)))","v":1189.1000000000001}]
[null,null,null,null,null,null,null,null,null,null,null,null,null,null,null,null,null,null,null,null,null,null,null,null,null,null,"Конвектор внутрипольный Royal Thermo ATRIUM-75/300/3000-DG-U-AU","НС-1493247","RT-A-75/300/3000-DG-U-AU",3,5,8,12,17,20,22,75,300,3000,"DG","U","AU",{"$f":"IF((IFERROR(IF(VLOOKUP(AK997,X:Y,2,0)=TRUE,1,0),0)+IFERROR(IF(VLOOKUP(AL997,X:Y,2,0)=TRUE,1,0),0)+IFERROR(IF(VLOOKUP(AN997,X:Y,2,0)=TRUE,1,0),0)+IFERROR(IF(VLOOKUP(AO997,X:Y,2,0)=TRUE,1,0),0)+IFERROR(IF(VLOOKUP(AP997,X:Y,2,0)=TRUE,1,0),0)+IF(AND(AM997>=Калькулятор!$C$14,AM997<=Калькулятор!$E$14),1,0)+IF(OR(AND(AS997>=Калькулятор!$C$11,AS997<=IF(ISBLANK(Калькулятор!$E$11),100000,Калькулятор!$E$11)),Калькулятор!$C$11&Калькулятор!$E$11=\"\"),1,0))=7,1,0)","v":0},{"$f":"SUM(AQ$2:AQ997)","v":240},{"$f":"IF(Калькулятор!$F$8<>70,ROUND(INDEX($C$6:$V$17,MATCH(AM997,$B$6:$B$17,0),MATCH(AK997&AL997,$C$2:$V$2,0))*(Калькулятор!$F$8/70)^справочно!$Y$2,0),ROUND(INDEX($C$6:$V$17,MATCH(AM997,$B$6:$B$17,0),MATCH(AK997&AL997,$C$2:$V$2,0)),0))","v":1282},"ЗО",{"$f":"3.6*AV997/(4.19*(Калькулятор!$C$8-Калькулятор!$D$8))","v":110.10501193317423},{"$f":"IF(Калькулятор!$F$8<>70,INDEX($C$6:$V$17,MATCH(AM997,$B$6:$B$17,0),MATCH(AK997&AL997,$C$2:$V$2,0))*(Калькулятор!$F$8/70)^справочно!$Y$2,INDEX($C$6:$V$17,MATCH(AM997,$B$6:$B$17,0),MATCH(AK997&AL997,$C$2:$V$2,0)))","v":1281.5}]
[null,null,null,null,null,null,null,null,null,null,null,null,null,null,null,null,null,null,null,null,null,null,null,null,null,null,"Конвектор внутрипольный Royal Thermo ATRIUM-75/400/800-DG-U-AU","НС-1493261","RT-A-75/400/800-DG-U-AU",3,5,8,12,16,19,21,75,400,800,"DG","U","AU",{"$f":"IF((IFERROR(IF(VLOOKUP(AK998,X:Y,2,0)=TRUE,1,0),0)+IFERROR(IF(VLOOKUP(AL998,X:Y,2,0)=TRUE,1,0),0)+IFERROR(IF(VLOOKUP(AN998,X:Y,2,0)=TRUE,1,0),0)+IFERROR(IF(VLOOKUP(AO998,X:Y,2,0)=TRUE,1,0),0)+IFERROR(IF(VLOOKUP(AP998,X:Y,2,0)=TRUE,1,0),0)+IF(AND(AM998>=Калькулятор!$C$14,AM998<=Калькулятор!$E$14),1,0)+IF(OR(AND(AS998>=Калькулятор!$C$11,AS998<=IF(ISBLANK(Калькулятор!$E$11),100000,Калькулятор!$E$11)),Калькулятор!$C$11&Калькулятор!$E$11=\"\"),1,0))=7,1,0)","v":0},{"$f":"SUM(AQ$2:AQ998)","v":240},{"$f":"IF(Калькулятор!$F$8<>70,ROUND(INDEX($C$6:$V$17,MATCH(AM998,$B$6:$B$17,0),MATCH(AK998&AL998,$C$2:$V$2,0))*(Калькулятор!$F$8/70)^справочно!$Y$2,0),ROUND(INDEX($C$6:$V$17,MATCH(AM998,$B$6:$B$17,0),MATCH(AK998&AL998,$C$2:$V$2,0)),0))","v":351},"ЗО",{"$f":"3.6*AV998/(4.19*(Калькулятор!$C$8-Калькулятор!$D$8))","v":30.148926014319812},{"$f":"IF(Калькулятор!$F$8<>70,INDEX($C$6:$V$17,MATCH(AM998,$B$6:$B$17,0),MATCH(AK998&AL998,$C$2:$V$2,0))*(Калькулятор!$F$8/70)^справочно!$Y$2,INDEX($C$6:$V$17,MATCH(AM998,$B$6:$B$17,0),MATCH(AK998&AL998,$C$2:$V$2,0)))","v":350.90000000000003}]
[null,null,null,null,null,null,null,null,null,null,null,null,null,null,null,null,null,null,null,null,null,null,null,null,null,null,"Конвектор внутрипольный Royal Thermo ATRIUM-75/400/1000-DG-U-AU","НС-1493250","RT-A-75/400/1000-DG-U-AU",3,5,8,12,17,20,22,75,400,1000,"DG","U","AU",{"$f":"IF((IFERROR(IF(VLOOKUP(AK999,X:Y,2,0)=TRUE,1,0),0)+IFERROR(IF(VLOOKUP(AL999,X:Y,2,0)=TRUE,1,0),0)+IFERROR(IF(VLOOKUP(AN999,X:Y,2,0)=TRUE,1,0),0)+IFERROR(IF(VLOOKUP(AO999,X:Y,2,0)=TRUE,1,0),0)+IFERROR(IF(VLOOKUP(AP999,X:Y,2,0)=TRUE,1,0),0)+IF(AND(AM999>=Калькулятор!$C$14,AM999<=Калькулятор!$E$14),1,0)+IF(OR(AND(AS999>=Калькулятор!$C$11,AS999<=IF(ISBLANK(Калькулятор!$E$11),100000,Калькулятор!$E$11)),Калькулятор!$C$11&Калькулятор!$E$11=\"\"),1,0))=7,1,0)","v":0},{"$f":"SUM(AQ$2:AQ999)","v":240},{"$f":"IF(Калькулятор!$F$8<>70,ROUND(INDEX($C$6:$V$17,MATCH(AM999,$B$6:$B$17,0),MATCH(AK999&AL999,$C$2:$V$2,0))*(Калькулятор!$F$8/70)^справочно!$Y$2,0),ROUND(INDEX($C$6:$V$17,MATCH(AM999,$B$6:$B$17,0),MATCH(AK999&AL999,$C$2:$V$2,0)),0))","v":476},"ЗО",{"$f":"3.6*AV999/(4.19*(Калькулятор!$C$8-Калькулятор!$D$8))","v":40.923150357995226},{"$f":"IF(Калькулятор!$F$8<>70,INDEX($C$6:$V$17,MATCH(AM999,$B$6:$B$17,0),MATCH(AK999&AL999,$C$2:$V$2,0))*(Калькулятор!$F$8/70)^справочно!$Y$2,INDEX($C$6:$V$17,MATCH(AM999,$B$6:$B$17,0),MATCH(AK999&AL999,$C$2:$V$2,0)))","v":476.3}]
[null,null,null,null,null,null,null,null,null,null,null,null,null,null,null,null,null,null,null,null,null,null,null,null,null,null,"Конвектор внутрипольный Royal Thermo ATRIUM-75/400/1200-DG-U-AU","НС-1493251","RT-A-75/400/1200-DG-U-AU",3,5,8,12,17,20,22,75,400,1200,"DG","U","AU",{"$f":"IF((IFERROR(IF(VLOOKUP(AK1000,X:Y,2,0)=TRUE,1,0),0)+IFERROR(IF(VLOOKUP(AL1000,X:Y,2,0)=TRUE,1,0),0)+IFERROR(IF(VLOOKUP(AN1000,X:Y,2,0)=TRUE,1,0),0)+IFERROR(IF(VLOOKUP(AO1000,X:Y,2,0)=TRUE,1,0),0)+IFERROR(IF(VLOOKUP(AP1000,X:Y,2,0)=TRUE,1,0),0)+IF(AND(AM1000>=Калькулятор!$C$14,AM1000<=Калькулятор!$E$14),1,0)+IF(OR(AND(AS1000>=Калькулятор!$C$11,AS1000<=IF(ISBLANK(Калькулятор!$E$11),100000,Калькулятор!$E$11)),Калькулятор!$C$11&Калькулятор!$E$11=\"\"),1,0))=7,1,0)","v":0},{"$f":"SUM(AQ$2:AQ1000)","v":240},{"$f":"IF(Калькулятор!$F$8<>70,ROUND(INDEX($C$6:$V$17,MATCH(AM1000,$B$6:$B$17,0),MATCH(AK1000&AL1000,$C$2:$V$2,0))*(Калькулятор!$F$8/70)^справочно!$Y$2,0),ROUND(INDEX($C$6:$V$17,MATCH(AM1000,$B$6:$B$17,0),MATCH(AK1000&AL1000,$C$2:$V$2,0)),0))","v":603},"ЗО",{"$f":"3.6*AV1000/(4.19*(Калькулятор!$C$8-Калькулятор!$D$8))","v":51.791885441527448},{"$f":"IF(Калькулятор!$F$8<>70,INDEX($C$6:$V$17,MATCH(AM1000,$B$6:$B$17,0),MATCH(AK1000&AL1000,$C$2:$V$2,0))*(Калькулятор!$F$8/70)^справочно!$Y$2,INDEX($C$6:$V$17,MATCH(AM1000,$B$6:$B$17,0),MATCH(AK1000&AL1000,$C$2:$V$2,0)))","v":602.80000000000007}]
[null,null,null,null,null,null,null,null,null,null,null,null,null,null,null,null,null,null,null,null,null,null,null,null,null,null,"Конвектор внутрипольный Royal Thermo ATRIUM-75/400/1400-DG-U-AU","НС-1493252","RT-A-75/400/1400-DG-U-AU",3,5,8,12,17,20,22,75,400,1400,"DG","U","AU",{"$f":"IF((IFERROR(IF(VLOOKUP(AK1001,X:Y,2,0)=TRUE,1,0),0)+IFERROR(IF(VLOOKUP(AL1001,X:Y,2,0)=TRUE,1,0),0)+IFERROR(IF(VLOOKUP(AN1001,X:Y,2,0)=TRUE,1,0),0)+IFERROR(IF(VLOOKUP(AO1001,X:Y,2,0)=TRUE,1,0),0)+IFERROR(IF(VLOOKUP(AP1001,X:Y,2,0)=TRUE,1,0),0)+IF(AND(AM1001>=Калькулятор!$C$14,AM1001<=Калькулятор!$E$14),1,0)+IF(OR(AND(AS1001>=Калькулятор!$C$11,AS1001<=IF(ISBLANK(Калькулятор!$E$11),100000,Калькулятор!$E$11)),Калькулятор!$C$11&Калькулятор!$E$11=\"\"),1,0))=7,1,0)","v":0},{"$f":"SUM(AQ$2:AQ1001)","v":240},{"$f":"IF(Калькулятор!$F$8<>70,ROUND(INDEX($C$6:$V$17,MATCH(AM1001,$B$6:$B$17,0),MATCH(AK1001&AL1001,$C$2:$V$2,0))*(Калькулятор!$F$8/70)^справочно!$Y$2,0),ROUND(INDEX($C$6:$V$17,MATCH(AM1001,$B$6:$B$17,0),MATCH(AK1001&AL1001,$C$2:$V$2,0)),0))","v":728},"ЗО",{"$f":"3.6*AV1001/(4.19*(Калькулятор!$C$8-Калькулятор!$D$8))","v":62.566109785202869},{"$f":"IF(Калькулятор!$F$8<>70,INDEX($C$6:$V$17,MATCH(AM1001,$B$6:$B$17,0),MATCH(AK1001&AL1001,$C$2:$V$2,0))*(Калькулятор!$F$8/70)^справочно!$Y$2,INDEX($C$6:$V$17,MATCH(AM1001,$B$6:$B$17,0),MATCH(AK1001&AL1001,$C$2:$V$2,0)))","v":728.2}]
[null,null,null,null,null,null,null,null,null,null,null,null,null,null,null,null,null,null,null,null,null,null,null,null,null,null,"Конвектор внутрипольный Royal Thermo ATRIUM-75/400/1600-DG-U-AU","НС-1493253","RT-A-75/400/1600-DG-U-AU",3,5,8,12,17,20,22,75,400,1600,"DG","U","AU",{"$f":"IF((IFERROR(IF(VLOOKUP(AK1002,X:Y,2,0)=TRUE,1,0),0)+IFERROR(IF(VLOOKUP(AL1002,X:Y,2,0)=TRUE,1,0),0)+IFERROR(IF(VLOOKUP(AN1002,X:Y,2,0)=TRUE,1,0),0)+IFERROR(IF(VLOOKUP(AO1002,X:Y,2,0)=TRUE,1,0),0)+IFERROR(IF(VLOOKUP(AP1002,X:Y,2,0)=TRUE,1,0),0)+IF(AND(AM1002>=Калькулятор!$C$14,AM1002<=Калькулятор!$E$14),1,0)+IF(OR(AND(AS1002>=Калькулятор!$C$11,AS1002<=IF(ISBLANK(Калькулятор!$E$11),100000,Калькулятор!$E$11)),Калькулятор!$C$11&Калькулятор!$E$11=\"\"),1,0))=7,1,0)","v":0},{"$f":"SUM(AQ$2:AQ1002)","v":240},{"$f":"IF(Калькулятор!$F$8<>70,ROUND(INDEX($C$6:$V$17,MATCH(AM1002,$B$6:$B$17,0),MATCH(AK1002&AL1002,$C$2:$V$2,0))*(Калькулятор!$F$8/70)^справочно!$Y$2,0),ROUND(INDEX($C$6:$V$17,MATCH(AM1002,$B$6:$B$17,0),MATCH(AK1002&AL1002,$C$2:$V$2,0)),0))","v":854},"ЗО",{"$f":"3.6*AV1002/(4.19*(Калькулятор!$C$8-Калькулятор!$D$8))","v":73.340334128878268},{"$f":"IF(Калькулятор!$F$8<>70,INDEX($C$6:$V$17,MATCH(AM1002,$B$6:$B$17,0),MATCH(AK1002&AL1002,$C$2:$V$2,0))*(Калькулятор!$F$8/70)^справочно!$Y$2,INDEX($C$6:$V$17,MATCH(AM1002,$B$6:$B$17,0),MATCH(AK1002&AL1002,$C$2:$V$2,0)))","v":853.6}]
[null,null,null,null,null,null,null,null,null,null,null,null,null,null,null,null,null,null,null,null,null,null,null,null,null,null,"Конвектор внутрипольный Royal Thermo ATRIUM-75/400/1800-DG-U-AU","НС-1493254","RT-A-75/400/1800-DG-U-AU",3,5,8,12,17,20,22,75,400,1800,"DG","U","AU",{"$f":"IF((IFERROR(IF(VLOOKUP(AK1003,X:Y,2,0)=TRUE,1,0),0)+IFERROR(IF(VLOOKUP(AL1003,X:Y,2,0)=TRUE,1,0),0)+IFERROR(IF(VLOOKUP(AN1003,X:Y,2,0)=TRUE,1,0),0)+IFERROR(IF(VLOOKUP(AO1003,X:Y,2,0)=TRUE,1,0),0)+IFERROR(IF(VLOOKUP(AP1003,X:Y,2,0)=TRUE,1,0),0)+IF(AND(AM1003>=Калькулятор!$C$14,AM1003<=Калькулятор!$E$14),1,0)+IF(OR(AND(AS1003>=Калькулятор!$C$11,AS1003<=IF(ISBLANK(Калькулятор!$E$11),100000,Калькулятор!$E$11)),Калькулятор!$C$11&Калькулятор!$E$11=\"\"),1,0))=7,1,0)","v":0},{"$f":"SUM(AQ$2:AQ1003)","v":240},{"$f":"IF(Калькулятор!$F$8<>70,ROUND(INDEX($C$6:$V$17,MATCH(AM1003,$B$6:$B$17,0),MATCH(AK1003&AL1003,$C$2:$V$2,0))*(Калькулятор!$F$8/70)^справочно!$Y$2,0),ROUND(INDEX($C$6:$V$17,MATCH(AM1003,$B$6:$B$17,0),MATCH(AK1003&AL1003,$C$2:$V$2,0)),0))","v":980},"ЗО",{"$f":"3.6*AV1003/(4.19*(Калькулятор!$C$8-Калькулятор!$D$8))","v":84.209069212410498},{"$f":"IF(Калькулятор!$F$8<>70,INDEX($C$6:$V$17,MATCH(AM1003,$B$6:$B$17,0),MATCH(AK1003&AL1003,$C$2:$V$2,0))*(Калькулятор!$F$8/70)^справочно!$Y$2,INDEX($C$6:$V$17,MATCH(AM1003,$B$6:$B$17,0),MATCH(AK1003&AL1003,$C$2:$V$2,0)))","v":980.1}]
[null,null,null,null,null,null,null,null,null,null,null,null,null,null,null,null,null,null,null,null,null,null,null,null,null,null,"Конвектор внутрипольный Royal Thermo ATRIUM-75/400/2000-DG-U-AU","НС-1493255","RT-A-75/400/2000-DG-U-AU",3,5,8,12,17,20,22,75,400,2000,"DG","U","AU",{"$f":"IF((IFERROR(IF(VLOOKUP(AK1004,X:Y,2,0)=TRUE,1,0),0)+IFERROR(IF(VLOOKUP(AL1004,X:Y,2,0)=TRUE,1,0),0)+IFERROR(IF(VLOOKUP(AN1004,X:Y,2,0)=TRUE,1,0),0)+IFERROR(IF(VLOOKUP(AO1004,X:Y,2,0)=TRUE,1,0),0)+IFERROR(IF(VLOOKUP(AP1004,X:Y,2,0)=TRUE,1,0),0)+IF(AND(AM1004>=Калькулятор!$C$14,AM1004<=Калькулятор!$E$14),1,0)+IF(OR(AND(AS1004>=Калькулятор!$C$11,AS1004<=IF(ISBLANK(Калькулятор!$E$11),100000,Калькулятор!$E$11)),Калькулятор!$C$11&Калькулятор!$E$11=\"\"),1,0))=7,1,0)","v":0},{"$f":"SUM(AQ$2:AQ1004)","v":240},{"$f":"IF(Калькулятор!$F$8<>70,ROUND(INDEX($C$6:$V$17,MATCH(AM1004,$B$6:$B$17,0),MATCH(AK1004&AL1004,$C$2:$V$2,0))*(Калькулятор!$F$8/70)^справочно!$Y$2,0),ROUND(INDEX($C$6:$V$17,MATCH(AM1004,$B$6:$B$17,0),MATCH(AK1004&AL1004,$C$2:$V$2,0)),0))","v":1106},"ЗО",{"$f":"3.6*AV1004/(4.19*(Калькулятор!$C$8-Калькулятор!$D$8))","v":94.983293556085911},{"$f":"IF(Калькулятор!$F$8<>70,INDEX($C$6:$V$17,MATCH(AM1004,$B$6:$B$17,0),MATCH(AK1004&AL1004,$C$2:$V$2,0))*(Калькулятор!$F$8/70)^справочно!$Y$2,INDEX($C$6:$V$17,MATCH(AM1004,$B$6:$B$17,0),MATCH(AK1004&AL1004,$C$2:$V$2,0)))","v":1105.5}]
[null,null,null,null,null,null,null,null,null,null,null,null,null,null,null,null,null,null,null,null,null,null,null,null,null,null,"Конвектор внутрипольный Royal Thermo ATRIUM-75/400/2200-DG-U-AU","НС-1493256","RT-A-75/400/2200-DG-U-AU",3,5,8,12,17,20,22,75,400,2200,"DG","U","AU",{"$f":"IF((IFERROR(IF(VLOOKUP(AK1005,X:Y,2,0)=TRUE,1,0),0)+IFERROR(IF(VLOOKUP(AL1005,X:Y,2,0)=TRUE,1,0),0)+IFERROR(IF(VLOOKUP(AN1005,X:Y,2,0)=TRUE,1,0),0)+IFERROR(IF(VLOOKUP(AO1005,X:Y,2,0)=TRUE,1,0),0)+IFERROR(IF(VLOOKUP(AP1005,X:Y,2,0)=TRUE,1,0),0)+IF(AND(AM1005>=Калькулятор!$C$14,AM1005<=Калькулятор!$E$14),1,0)+IF(OR(AND(AS1005>=Калькулятор!$C$11,AS1005<=IF(ISBLANK(Калькулятор!$E$11),100000,Калькулятор!$E$11)),Калькулятор!$C$11&Калькулятор!$E$11=\"\"),1,0))=7,1,0)","v":0},{"$f":"SUM(AQ$2:AQ1005)","v":240},{"$f":"IF(Калькулятор!$F$8<>70,ROUND(INDEX($C$6:$V$17,MATCH(AM1005,$B$6:$B$17,0),MATCH(AK1005&AL1005,$C$2:$V$2,0))*(Калькулятор!$F$8/70)^справочно!$Y$2,0),ROUND(INDEX($C$6:$V$17,MATCH(AM1005,$B$6:$B$17,0),MATCH(AK1005&AL1005,$C$2:$V$2,0)),0))","v":1232},"ЗО",{"$f":"3.6*AV1005/(4.19*(Калькулятор!$C$8-Калькулятор!$D$8))","v":105.85202863961813},{"$f":"IF(Калькулятор!$F$8<>70,INDEX($C$6:$V$17,MATCH(AM1005,$B$6:$B$17,0),MATCH(AK1005&AL1005,$C$2:$V$2,0))*(Калькулятор!$F$8/70)^справочно!$Y$2,INDEX($C$6:$V$17,MATCH(AM1005,$B$6:$B$17,0),MATCH(AK1005&AL1005,$C$2:$V$2,0)))","v":1232}]
[null,null,null,null,null,null,null,null,null,null,null,null,null,null,null,null,null,null,null,null,null,null,null,null,null,null,"Конвектор внутрипольный Royal Thermo ATRIUM-75/400/2400-DG-U-AU","НС-1493257","RT-A-75/400/2400-DG-U-AU",3,5,8,12,17,20,22,75,400,2400,"DG","U","AU",{"$f":"IF((IFERROR(IF(VLOOKUP(AK1006,X:Y,2,0)=TRUE,1,0),0)+IFERROR(IF(VLOOKUP(AL1006,X:Y,2,0)=TRUE,1,0),0)+IFERROR(IF(VLOOKUP(AN1006,X:Y,2,0)=TRUE,1,0),0)+IFERROR(IF(VLOOKUP(AO1006,X:Y,2,0)=TRUE,1,0),0)+IFERROR(IF(VLOOKUP(AP1006,X:Y,2,0)=TRUE,1,0),0)+IF(AND(AM1006>=Калькулятор!$C$14,AM1006<=Калькулятор!$E$14),1,0)+IF(OR(AND(AS1006>=Калькулятор!$C$11,AS1006<=IF(ISBLANK(Калькулятор!$E$11),100000,Калькулятор!$E$11)),Калькулятор!$C$11&Калькулятор!$E$11=\"\"),1,0))=7,1,0)","v":0},{"$f":"SUM(AQ$2:AQ1006)","v":240},{"$f":"IF(Калькулятор!$F$8<>70,ROUND(INDEX($C$6:$V$17,MATCH(AM1006,$B$6:$B$17,0),MATCH(AK1006&AL1006,$C$2:$V$2,0))*(Калькулятор!$F$8/70)^справочно!$Y$2,0),ROUND(INDEX($C$6:$V$17,MATCH(AM1006,$B$6:$B$17,0),MATCH(AK1006&AL1006,$C$2:$V$2,0)),0))","v":1362},"ЗО",{"$f":"3.6*AV1006/(4.19*(Калькулятор!$C$8-Калькулятор!$D$8))","v":117.00429594272076},{"$f":"IF(Калькулятор!$F$8<>70,INDEX($C$6:$V$17,MATCH(AM1006,$B$6:$B$17,0),MATCH(AK1006&AL1006,$C$2:$V$2,0))*(Калькулятор!$F$8/70)^справочно!$Y$2,INDEX($C$6:$V$17,MATCH(AM1006,$B$6:$B$17,0),MATCH(AK1006&AL1006,$C$2:$V$2,0)))","v":1361.8000000000002}]
[null,null,null,null,null,null,null,null,null,null,null,null,null,null,null,null,null,null,null,null,null,null,null,null,null,null,"Конвектор внутрипольный Royal Thermo ATRIUM-75/400/2600-DG-U-AU","НС-1493258","RT-A-75/400/2600-DG-U-AU",3,5,8,12,17,20,22,75,400,2600,"DG","U","AU",{"$f":"IF((IFERROR(IF(VLOOKUP(AK1007,X:Y,2,0)=TRUE,1,0),0)+IFERROR(IF(VLOOKUP(AL1007,X:Y,2,0)=TRUE,1,0),0)+IFERROR(IF(VLOOKUP(AN1007,X:Y,2,0)=TRUE,1,0),0)+IFERROR(IF(VLOOKUP(AO1007,X:Y,2,0)=TRUE,1,0),0)+IFERROR(IF(VLOOKUP(AP1007,X:Y,2,0)=TRUE,1,0),0)+IF(AND(AM1007>=Калькулятор!$C$14,AM1007<=Калькулятор!$E$14),1,0)+IF(OR(AND(AS1007>=Калькулятор!$C$11,AS1007<=IF(ISBLANK(Калькулятор!$E$11),100000,Калькулятор!$E$11)),Калькулятор!$C$11&Калькулятор!$E$11=\"\"),1,0))=7,1,0)","v":0},{"$f":"SUM(AQ$2:AQ1007)","v":240},{"$f":"IF(Калькулятор!$F$8<>70,ROUND(INDEX($C$6:$V$17,MATCH(AM1007,$B$6:$B$17,0),MATCH(AK1007&AL1007,$C$2:$V$2,0))*(Калькулятор!$F$8/70)^справочно!$Y$2,0),ROUND(INDEX($C$6:$V$17,MATCH(AM1007,$B$6:$B$17,0),MATCH(AK1007&AL1007,$C$2:$V$2,0)),0))","v":1487},"ЗО",{"$f":"3.6*AV1007/(4.19*(Калькулятор!$C$8-Калькулятор!$D$8))","v":127.77852028639617},{"$f":"IF(Калькулятор!$F$8<>70,INDEX($C$6:$V$17,MATCH(AM1007,$B$6:$B$17,0),MATCH(AK1007&AL1007,$C$2:$V$2,0))*(Калькулятор!$F$8/70)^справочно!$Y$2,INDEX($C$6:$V$17,MATCH(AM1007,$B$6:$B$17,0),MATCH(AK1007&AL1007,$C$2:$V$2,0)))","v":1487.2}]
[null,null,null,null,null,null,null,null,null,null,null,null,null,null,null,null,null,null,null,null,null,null,null,null,null,null,"Конвектор внутрипольный Royal Thermo ATRIUM-75/400/2800-DG-U-AU","НС-1493259","RT-A-75/400/2800-DG-U-AU",3,5,8,12,17,20,22,75,400,2800,"DG","U","AU",{"$f":"IF((IFERROR(IF(VLOOKUP(AK1008,X:Y,2,0)=TRUE,1,0),0)+IFERROR(IF(VLOOKUP(AL1008,X:Y,2,0)=TRUE,1,0),0)+IFERROR(IF(VLOOKUP(AN1008,X:Y,2,0)=TRUE,1,0),0)+IFERROR(IF(VLOOKUP(AO1008,X:Y,2,0)=TRUE,1,0),0)+IFERROR(IF(VLOOKUP(AP1008,X:Y,2,0)=TRUE,1,0),0)+IF(AND(AM1008>=Калькулятор!$C$14,AM1008<=Калькулятор!$E$14),1,0)+IF(OR(AND(AS1008>=Калькулятор!$C$11,AS1008<=IF(ISBLANK(Калькулятор!$E$11),100000,Калькулятор!$E$11)),Калькулятор!$C$11&Калькулятор!$E$11=\"\"),1,0))=7,1,0)","v":0},{"$f":"SUM(AQ$2:AQ1008)","v":240},{"$f":"IF(Калькулятор!$F$8<>70,ROUND(INDEX($C$6:$V$17,MATCH(AM1008,$B$6:$B$17,0),MATCH(AK1008&AL1008,$C$2:$V$2,0))*(Калькулятор!$F$8/70)^справочно!$Y$2,0),ROUND(INDEX($C$6:$V$17,MATCH(AM1008,$B$6:$B$17,0),MATCH(AK1008&AL1008,$C$2:$V$2,0)),0))","v":1614},"ЗО",{"$f":"3.6*AV1008/(4.19*(Калькулятор!$C$8-Калькулятор!$D$8))","v":138.64725536992839},{"$f":"IF(Калькулятор!$F$8<>70,INDEX($C$6:$V$17,MATCH(AM1008,$B$6:$B$17,0),MATCH(AK1008&AL1008,$C$2:$V$2,0))*(Калькулятор!$F$8/70)^справочно!$Y$2,INDEX($C$6:$V$17,MATCH(AM1008,$B$6:$B$17,0),MATCH(AK1008&AL1008,$C$2:$V$2,0)))","v":1613.7}]
[null,null,null,null,null,null,null,null,null,null,null,null,null,null,null,null,null,null,null,null,null,null,null,null,null,null,"Конвектор внутрипольный Royal Thermo ATRIUM-75/400/3000-DG-U-AU","НС-1493260","RT-A-75/400/3000-DG-U-AU",3,5,8,12,17,20,22,75,400,3000,"DG","U","AU",{"$f":"IF((IFERROR(IF(VLOOKUP(AK1009,X:Y,2,0)=TRUE,1,0),0)+IFERROR(IF(VLOOKUP(AL1009,X:Y,2,0)=TRUE,1,0),0)+IFERROR(IF(VLOOKUP(AN1009,X:Y,2,0)=TRUE,1,0),0)+IFERROR(IF(VLOOKUP(AO1009,X:Y,2,0)=TRUE,1,0),0)+IFERROR(IF(VLOOKUP(AP1009,X:Y,2,0)=TRUE,1,0),0)+IF(AND(AM1009>=Калькулятор!$C$14,AM1009<=Калькулятор!$E$14),1,0)+IF(OR(AND(AS1009>=Калькулятор!$C$11,AS1009<=IF(ISBLANK(Калькулятор!$E$11),100000,Калькулятор!$E$11)),Калькулятор!$C$11&Калькулятор!$E$11=\"\"),1,0))=7,1,0)","v":0},{"$f":"SUM(AQ$2:AQ1009)","v":240},{"$f":"IF(Калькулятор!$F$8<>70,ROUND(INDEX($C$6:$V$17,MATCH(AM1009,$B$6:$B$17,0),MATCH(AK1009&AL1009,$C$2:$V$2,0))*(Калькулятор!$F$8/70)^справочно!$Y$2,0),ROUND(INDEX($C$6:$V$17,MATCH(AM1009,$B$6:$B$17,0),MATCH(AK1009&AL1009,$C$2:$V$2,0)),0))","v":1739},"ЗО",{"$f":"3.6*AV1009/(4.19*(Калькулятор!$C$8-Калькулятор!$D$8))","v":149.42147971360382},{"$f":"IF(Калькулятор!$F$8<>70,INDEX($C$6:$V$17,MATCH(AM1009,$B$6:$B$17,0),MATCH(AK1009&AL1009,$C$2:$V$2,0))*(Калькулятор!$F$8/70)^справочно!$Y$2,INDEX($C$6:$V$17,MATCH(AM1009,$B$6:$B$17,0),MATCH(AK1009&AL1009,$C$2:$V$2,0)))","v":1739.1000000000001}]
[null,null,null,null,null,null,null,null,null,null,null,null,null,null,null,null,null,null,null,null,null,null,null,null,null,null,"Конвектор внутрипольный Royal Thermo ATRIUM-90/200/800-DG-U-AU","НС-1493274","RT-A-90/200/800-DG-U-AU",3,5,8,12,16,19,21,90,200,800,"DG","U","AU",{"$f":"IF((IFERROR(IF(VLOOKUP(AK1010,X:Y,2,0)=TRUE,1,0),0)+IFERROR(IF(VLOOKUP(AL1010,X:Y,2,0)=TRUE,1,0),0)+IFERROR(IF(VLOOKUP(AN1010,X:Y,2,0)=TRUE,1,0),0)+IFERROR(IF(VLOOKUP(AO1010,X:Y,2,0)=TRUE,1,0),0)+IFERROR(IF(VLOOKUP(AP1010,X:Y,2,0)=TRUE,1,0),0)+IF(AND(AM1010>=Калькулятор!$C$14,AM1010<=Калькулятор!$E$14),1,0)+IF(OR(AND(AS1010>=Калькулятор!$C$11,AS1010<=IF(ISBLANK(Калькулятор!$E$11),100000,Калькулятор!$E$11)),Калькулятор!$C$11&Калькулятор!$E$11=\"\"),1,0))=7,1,0)","v":0},{"$f":"SUM(AQ$2:AQ1010)","v":240},{"$f":"IF(Калькулятор!$F$8<>70,ROUND(INDEX($C$6:$V$17,MATCH(AM1010,$B$6:$B$17,0),MATCH(AK1010&AL1010,$C$2:$V$2,0))*(Калькулятор!$F$8/70)^справочно!$Y$2,0),ROUND(INDEX($C$6:$V$17,MATCH(AM1010,$B$6:$B$17,0),MATCH(AK1010&AL1010,$C$2:$V$2,0)),0))","v":222},"ЗО",{"$f":"3.6*AV1010/(4.19*(Калькулятор!$C$8-Калькулятор!$D$8))","v":19.091169451073984},{"$f":"IF(Калькулятор!$F$8<>70,INDEX($C$6:$V$17,MATCH(AM1010,$B$6:$B$17,0),MATCH(AK1010&AL1010,$C$2:$V$2,0))*(Калькулятор!$F$8/70)^справочно!$Y$2,INDEX($C$6:$V$17,MATCH(AM1010,$B$6:$B$17,0),MATCH(AK1010&AL1010,$C$2:$V$2,0)))","v":222.20000000000002}]
[null,null,null,null,null,null,null,null,null,null,null,null,null,null,null,null,null,null,null,null,null,null,null,null,null,null,"Конвектор внутрипольный Royal Thermo ATRIUM-90/200/1000-DG-U-AU","НС-1493263","RT-A-90/200/1000-DG-U-AU",3,5,8,12,17,20,22,90,200,1000,"DG","U","AU",{"$f":"IF((IFERROR(IF(VLOOKUP(AK1011,X:Y,2,0)=TRUE,1,0),0)+IFERROR(IF(VLOOKUP(AL1011,X:Y,2,0)=TRUE,1,0),0)+IFERROR(IF(VLOOKUP(AN1011,X:Y,2,0)=TRUE,1,0),0)+IFERROR(IF(VLOOKUP(AO1011,X:Y,2,0)=TRUE,1,0),0)+IFERROR(IF(VLOOKUP(AP1011,X:Y,2,0)=TRUE,1,0),0)+IF(AND(AM1011>=Калькулятор!$C$14,AM1011<=Калькулятор!$E$14),1,0)+IF(OR(AND(AS1011>=Калькулятор!$C$11,AS1011<=IF(ISBLANK(Калькулятор!$E$11),100000,Калькулятор!$E$11)),Калькулятор!$C$11&Калькулятор!$E$11=\"\"),1,0))=7,1,0)","v":0},{"$f":"SUM(AQ$2:AQ1011)","v":240},{"$f":"IF(Калькулятор!$F$8<>70,ROUND(INDEX($C$6:$V$17,MATCH(AM1011,$B$6:$B$17,0),MATCH(AK1011&AL1011,$C$2:$V$2,0))*(Калькулятор!$F$8/70)^справочно!$Y$2,0),ROUND(INDEX($C$6:$V$17,MATCH(AM1011,$B$6:$B$17,0),MATCH(AK1011&AL1011,$C$2:$V$2,0)),0))","v":306},"-",{"$f":"3.6*AV1011/(4.19*(Калькулятор!$C$8-Калькулятор!$D$8))","v":26.273985680190929},{"$f":"IF(Калькулятор!$F$8<>70,INDEX($C$6:$V$17,MATCH(AM1011,$B$6:$B$17,0),MATCH(AK1011&AL1011,$C$2:$V$2,0))*(Калькулятор!$F$8/70)^справочно!$Y$2,INDEX($C$6:$V$17,MATCH(AM1011,$B$6:$B$17,0),MATCH(AK1011&AL1011,$C$2:$V$2,0)))","v":305.8}]
[null,null,null,null,null,null,null,null,null,null,null,null,null,null,null,null,null,null,null,null,null,null,null,null,null,null,"Конвектор внутрипольный Royal Thermo ATRIUM-90/200/1200-DG-U-AU","НС-1493264","RT-A-90/200/1200-DG-U-AU",3,5,8,12,17,20,22,90,200,1200,"DG","U","AU",{"$f":"IF((IFERROR(IF(VLOOKUP(AK1012,X:Y,2,0)=TRUE,1,0),0)+IFERROR(IF(VLOOKUP(AL1012,X:Y,2,0)=TRUE,1,0),0)+IFERROR(IF(VLOOKUP(AN1012,X:Y,2,0)=TRUE,1,0),0)+IFERROR(IF(VLOOKUP(AO1012,X:Y,2,0)=TRUE,1,0),0)+IFERROR(IF(VLOOKUP(AP1012,X:Y,2,0)=TRUE,1,0),0)+IF(AND(AM1012>=Калькулятор!$C$14,AM1012<=Калькулятор!$E$14),1,0)+IF(OR(AND(AS1012>=Калькулятор!$C$11,AS1012<=IF(ISBLANK(Калькулятор!$E$11),100000,Калькулятор!$E$11)),Калькулятор!$C$11&Калькулятор!$E$11=\"\"),1,0))=7,1,0)","v":0},{"$f":"SUM(AQ$2:AQ1012)","v":240},{"$f":"IF(Калькулятор!$F$8<>70,ROUND(INDEX($C$6:$V$17,MATCH(AM1012,$B$6:$B$17,0),MATCH(AK1012&AL1012,$C$2:$V$2,0))*(Калькулятор!$F$8/70)^справочно!$Y$2,0),ROUND(INDEX($C$6:$V$17,MATCH(AM1012,$B$6:$B$17,0),MATCH(AK1012&AL1012,$C$2:$V$2,0)),0))","v":391},"-",{"$f":"3.6*AV1012/(4.19*(Калькулятор!$C$8-Калькулятор!$D$8))","v":33.551312649164679},{"$f":"IF(Калькулятор!$F$8<>70,INDEX($C$6:$V$17,MATCH(AM1012,$B$6:$B$17,0),MATCH(AK1012&AL1012,$C$2:$V$2,0))*(Калькулятор!$F$8/70)^справочно!$Y$2,INDEX($C$6:$V$17,MATCH(AM1012,$B$6:$B$17,0),MATCH(AK1012&AL1012,$C$2:$V$2,0)))","v":390.50000000000006}]
[null,null,null,null,null,null,null,null,null,null,null,null,null,null,null,null,null,null,null,null,null,null,null,null,null,null,"Конвектор внутрипольный Royal Thermo ATRIUM-90/200/1400-DG-U-AU","НС-1493265","RT-A-90/200/1400-DG-U-AU",3,5,8,12,17,20,22,90,200,1400,"DG","U","AU",{"$f":"IF((IFERROR(IF(VLOOKUP(AK1013,X:Y,2,0)=TRUE,1,0),0)+IFERROR(IF(VLOOKUP(AL1013,X:Y,2,0)=TRUE,1,0),0)+IFERROR(IF(VLOOKUP(AN1013,X:Y,2,0)=TRUE,1,0),0)+IFERROR(IF(VLOOKUP(AO1013,X:Y,2,0)=TRUE,1,0),0)+IFERROR(IF(VLOOKUP(AP1013,X:Y,2,0)=TRUE,1,0),0)+IF(AND(AM1013>=Калькулятор!$C$14,AM1013<=Калькулятор!$E$14),1,0)+IF(OR(AND(AS1013>=Калькулятор!$C$11,AS1013<=IF(ISBLANK(Калькулятор!$E$11),100000,Калькулятор!$E$11)),Калькулятор!$C$11&Калькулятор!$E$11=\"\"),1,0))=7,1,0)","v":0},{"$f":"SUM(AQ$2:AQ1013)","v":240},{"$f":"IF(Калькулятор!$F$8<>70,ROUND(INDEX($C$6:$V$17,MATCH(AM1013,$B$6:$B$17,0),MATCH(AK1013&AL1013,$C$2:$V$2,0))*(Калькулятор!$F$8/70)^справочно!$Y$2,0),ROUND(INDEX($C$6:$V$17,MATCH(AM1013,$B$6:$B$17,0),MATCH(AK1013&AL1013,$C$2:$V$2,0)),0))","v":474},"-",{"$f":"3.6*AV1013/(4.19*(Калькулятор!$C$8-Калькулятор!$D$8))","v":40.734128878281624},{"$f":"IF(Калькулятор!$F$8<>70,INDEX($C$6:$V$17,MATCH(AM1013,$B$6:$B$17,0),MATCH(AK1013&AL1013,$C$2:$V$2,0))*(Калькулятор!$F$8/70)^справочно!$Y$2,INDEX($C$6:$V$17,MATCH(AM1013,$B$6:$B$17,0),MATCH(AK1013&AL1013,$C$2:$V$2,0)))","v":474.1}]
[null,null,null,null,null,null,null,null,null,null,null,null,null,null,null,null,null,null,null,null,null,null,null,null,null,null,"Конвектор внутрипольный Royal Thermo ATRIUM-90/200/1600-DG-U-AU","НС-1493266","RT-A-90/200/1600-DG-U-AU",3,5,8,12,17,20,22,90,200,1600,"DG","U","AU",{"$f":"IF((IFERROR(IF(VLOOKUP(AK1014,X:Y,2,0)=TRUE,1,0),0)+IFERROR(IF(VLOOKUP(AL1014,X:Y,2,0)=TRUE,1,0),0)+IFERROR(IF(VLOOKUP(AN1014,X:Y,2,0)=TRUE,1,0),0)+IFERROR(IF(VLOOKUP(AO1014,X:Y,2,0)=TRUE,1,0),0)+IFERROR(IF(VLOOKUP(AP1014,X:Y,2,0)=TRUE,1,0),0)+IF(AND(AM1014>=Калькулятор!$C$14,AM1014<=Калькулятор!$E$14),1,0)+IF(OR(AND(AS1014>=Калькулятор!$C$11,AS1014<=IF(ISBLANK(Калькулятор!$E$11),100000,Калькулятор!$E$11)),Калькулятор!$C$11&Калькулятор!$E$11=\"\"),1,0))=7,1,0)","v":0},{"$f":"SUM(AQ$2:AQ1014)","v":240},{"$f":"IF(Калькулятор!$F$8<>70,ROUND(INDEX($C$6:$V$17,MATCH(AM1014,$B$6:$B$17,0),MATCH(AK1014&AL1014,$C$2:$V$2,0))*(Калькулятор!$F$8/70)^справочно!$Y$2,0),ROUND(INDEX($C$6:$V$17,MATCH(AM1014,$B$6:$B$17,0),MATCH(AK1014&AL1014,$C$2:$V$2,0)),0))","v":559},"-",{"$f":"3.6*AV1014/(4.19*(Калькулятор!$C$8-Калькулятор!$D$8))","v":48.01145584725537},{"$f":"IF(Калькулятор!$F$8<>70,INDEX($C$6:$V$17,MATCH(AM1014,$B$6:$B$17,0),MATCH(AK1014&AL1014,$C$2:$V$2,0))*(Калькулятор!$F$8/70)^справочно!$Y$2,INDEX($C$6:$V$17,MATCH(AM1014,$B$6:$B$17,0),MATCH(AK1014&AL1014,$C$2:$V$2,0)))","v":558.80000000000007}]
[null,null,null,null,null,null,null,null,null,null,null,null,null,null,null,null,null,null,null,null,null,null,null,null,null,null,"Конвектор внутрипольный Royal Thermo ATRIUM-90/200/1800-DG-U-AU","НС-1493267","RT-A-90/200/1800-DG-U-AU",3,5,8,12,17,20,22,90,200,1800,"DG","U","AU",{"$f":"IF((IFERROR(IF(VLOOKUP(AK1015,X:Y,2,0)=TRUE,1,0),0)+IFERROR(IF(VLOOKUP(AL1015,X:Y,2,0)=TRUE,1,0),0)+IFERROR(IF(VLOOKUP(AN1015,X:Y,2,0)=TRUE,1,0),0)+IFERROR(IF(VLOOKUP(AO1015,X:Y,2,0)=TRUE,1,0),0)+IFERROR(IF(VLOOKUP(AP1015,X:Y,2,0)=TRUE,1,0),0)+IF(AND(AM1015>=Калькулятор!$C$14,AM1015<=Калькулятор!$E$14),1,0)+IF(OR(AND(AS1015>=Калькулятор!$C$11,AS1015<=IF(ISBLANK(Калькулятор!$E$11),100000,Калькулятор!$E$11)),Калькулятор!$C$11&Калькулятор!$E$11=\"\"),1,0))=7,1,0)","v":0},{"$f":"SUM(AQ$2:AQ1015)","v":240},{"$f":"IF(Калькулятор!$F$8<>70,ROUND(INDEX($C$6:$V$17,MATCH(AM1015,$B$6:$B$17,0),MATCH(AK1015&AL1015,$C$2:$V$2,0))*(Калькулятор!$F$8/70)^справочно!$Y$2,0),ROUND(INDEX($C$6:$V$17,MATCH(AM1015,$B$6:$B$17,0),MATCH(AK1015&AL1015,$C$2:$V$2,0)),0))","v":642},"-",{"$f":"3.6*AV1015/(4.19*(Калькулятор!$C$8-Калькулятор!$D$8))","v":55.194272076372314},{"$f":"IF(Калькулятор!$F$8<>70,INDEX($C$6:$V$17,MATCH(AM1015,$B$6:$B$17,0),MATCH(AK1015&AL1015,$C$2:$V$2,0))*(Калькулятор!$F$8/70)^справочно!$Y$2,INDEX($C$6:$V$17,MATCH(AM1015,$B$6:$B$17,0),MATCH(AK1015&AL1015,$C$2:$V$2,0)))","v":642.40000000000009}]
[null,null,null,null,null,null,null,null,null,null,null,null,null,null,null,null,null,null,null,null,null,null,null,null,null,null,"Конвектор внутрипольный Royal Thermo ATRIUM-90/200/2000-DG-U-AU","НС-1493268","RT-A-90/200/2000-DG-U-AU",3,5,8,12,17,20,22,90,200,2000,"DG","U","AU",{"$f":"IF((IFERROR(IF(VLOOKUP(AK1016,X:Y,2,0)=TRUE,1,0),0)+IFERROR(IF(VLOOKUP(AL1016,X:Y,2,0)=TRUE,1,0),0)+IFERROR(IF(VLOOKUP(AN1016,X:Y,2,0)=TRUE,1,0),0)+IFERROR(IF(VLOOKUP(AO1016,X:Y,2,0)=TRUE,1,0),0)+IFERROR(IF(VLOOKUP(AP1016,X:Y,2,0)=TRUE,1,0),0)+IF(AND(AM1016>=Калькулятор!$C$14,AM1016<=Калькулятор!$E$14),1,0)+IF(OR(AND(AS1016>=Калькулятор!$C$11,AS1016<=IF(ISBLANK(Калькулятор!$E$11),100000,Калькулятор!$E$11)),Калькулятор!$C$11&Калькулятор!$E$11=\"\"),1,0))=7,1,0)","v":0},{"$f":"SUM(AQ$2:AQ1016)","v":240},{"$f":"IF(Калькулятор!$F$8<>70,ROUND(INDEX($C$6:$V$17,MATCH(AM1016,$B$6:$B$17,0),MATCH(AK1016&AL1016,$C$2:$V$2,0))*(Калькулятор!$F$8/70)^справочно!$Y$2,0),ROUND(INDEX($C$6:$V$17,MATCH(AM1016,$B$6:$B$17,0),MATCH(AK1016&AL1016,$C$2:$V$2,0)),0))","v":726},"-",{"$f":"3.6*AV1016/(4.19*(Калькулятор!$C$8-Калькулятор!$D$8))","v":62.377088305489259},{"$f":"IF(Калькулятор!$F$8<>70,INDEX($C$6:$V$17,MATCH(AM1016,$B$6:$B$17,0),MATCH(AK1016&AL1016,$C$2:$V$2,0))*(Калькулятор!$F$8/70)^справочно!$Y$2,INDEX($C$6:$V$17,MATCH(AM1016,$B$6:$B$17,0),MATCH(AK1016&AL1016,$C$2:$V$2,0)))","v":726.00000000000011}]
[null,null,null,null,null,null,null,null,null,null,null,null,null,null,null,null,null,null,null,null,null,null,null,null,null,null,"Конвектор внутрипольный Royal Thermo ATRIUM-90/200/2200-DG-U-AU","НС-1493269","RT-A-90/200/2200-DG-U-AU",3,5,8,12,17,20,22,90,200,2200,"DG","U","AU",{"$f":"IF((IFERROR(IF(VLOOKUP(AK1017,X:Y,2,0)=TRUE,1,0),0)+IFERROR(IF(VLOOKUP(AL1017,X:Y,2,0)=TRUE,1,0),0)+IFERROR(IF(VLOOKUP(AN1017,X:Y,2,0)=TRUE,1,0),0)+IFERROR(IF(VLOOKUP(AO1017,X:Y,2,0)=TRUE,1,0),0)+IFERROR(IF(VLOOKUP(AP1017,X:Y,2,0)=TRUE,1,0),0)+IF(AND(AM1017>=Калькулятор!$C$14,AM1017<=Калькулятор!$E$14),1,0)+IF(OR(AND(AS1017>=Калькулятор!$C$11,AS1017<=IF(ISBLANK(Калькулятор!$E$11),100000,Калькулятор!$E$11)),Калькулятор!$C$11&Калькулятор!$E$11=\"\"),1,0))=7,1,0)","v":0},{"$f":"SUM(AQ$2:AQ1017)","v":240},{"$f":"IF(Калькулятор!$F$8<>70,ROUND(INDEX($C$6:$V$17,MATCH(AM1017,$B$6:$B$17,0),MATCH(AK1017&AL1017,$C$2:$V$2,0))*(Калькулятор!$F$8/70)^справочно!$Y$2,0),ROUND(INDEX($C$6:$V$17,MATCH(AM1017,$B$6:$B$17,0),MATCH(AK1017&AL1017,$C$2:$V$2,0)),0))","v":811},"-",{"$f":"3.6*AV1017/(4.19*(Калькулятор!$C$8-Калькулятор!$D$8))","v":69.654415274463005},{"$f":"IF(Калькулятор!$F$8<>70,INDEX($C$6:$V$17,MATCH(AM1017,$B$6:$B$17,0),MATCH(AK1017&AL1017,$C$2:$V$2,0))*(Калькулятор!$F$8/70)^справочно!$Y$2,INDEX($C$6:$V$17,MATCH(AM1017,$B$6:$B$17,0),MATCH(AK1017&AL1017,$C$2:$V$2,0)))","v":810.7}]
[null,null,null,null,null,null,null,null,null,null,null,null,null,null,null,null,null,null,null,null,null,null,null,null,null,null,"Конвектор внутрипольный Royal Thermo ATRIUM-90/200/2400-DG-U-AU","НС-1493270","RT-A-90/200/2400-DG-U-AU",3,5,8,12,17,20,22,90,200,2400,"DG","U","AU",{"$f":"IF((IFERROR(IF(VLOOKUP(AK1018,X:Y,2,0)=TRUE,1,0),0)+IFERROR(IF(VLOOKUP(AL1018,X:Y,2,0)=TRUE,1,0),0)+IFERROR(IF(VLOOKUP(AN1018,X:Y,2,0)=TRUE,1,0),0)+IFERROR(IF(VLOOKUP(AO1018,X:Y,2,0)=TRUE,1,0),0)+IFERROR(IF(VLOOKUP(AP1018,X:Y,2,0)=TRUE,1,0),0)+IF(AND(AM1018>=Калькулятор!$C$14,AM1018<=Калькулятор!$E$14),1,0)+IF(OR(AND(AS1018>=Калькулятор!$C$11,AS1018<=IF(ISBLANK(Калькулятор!$E$11),100000,Калькулятор!$E$11)),Калькулятор!$C$11&Калькулятор!$E$11=\"\"),1,0))=7,1,0)","v":0},{"$f":"SUM(AQ$2:AQ1018)","v":240},{"$f":"IF(Калькулятор!$F$8<>70,ROUND(INDEX($C$6:$V$17,MATCH(AM1018,$B$6:$B$17,0),MATCH(AK1018&AL1018,$C$2:$V$2,0))*(Калькулятор!$F$8/70)^справочно!$Y$2,0),ROUND(INDEX($C$6:$V$17,MATCH(AM1018,$B$6:$B$17,0),MATCH(AK1018&AL1018,$C$2:$V$2,0)),0))","v":894},"-",{"$f":"3.6*AV1018/(4.19*(Калькулятор!$C$8-Калькулятор!$D$8))","v":76.837231503579957},{"$f":"IF(Калькулятор!$F$8<>70,INDEX($C$6:$V$17,MATCH(AM1018,$B$6:$B$17,0),MATCH(AK1018&AL1018,$C$2:$V$2,0))*(Калькулятор!$F$8/70)^справочно!$Y$2,INDEX($C$6:$V$17,MATCH(AM1018,$B$6:$B$17,0),MATCH(AK1018&AL1018,$C$2:$V$2,0)))","v":894.30000000000007}]
[null,null,null,null,null,null,null,null,null,null,null,null,null,null,null,null,null,null,null,null,null,null,null,null,null,null,"Конвектор внутрипольный Royal Thermo ATRIUM-90/200/2600-DG-U-AU","НС-1493271","RT-A-90/200/2600-DG-U-AU",3,5,8,12,17,20,22,90,200,2600,"DG","U","AU",{"$f":"IF((IFERROR(IF(VLOOKUP(AK1019,X:Y,2,0)=TRUE,1,0),0)+IFERROR(IF(VLOOKUP(AL1019,X:Y,2,0)=TRUE,1,0),0)+IFERROR(IF(VLOOKUP(AN1019,X:Y,2,0)=TRUE,1,0),0)+IFERROR(IF(VLOOKUP(AO1019,X:Y,2,0)=TRUE,1,0),0)+IFERROR(IF(VLOOKUP(AP1019,X:Y,2,0)=TRUE,1,0),0)+IF(AND(AM1019>=Калькулятор!$C$14,AM1019<=Калькулятор!$E$14),1,0)+IF(OR(AND(AS1019>=Калькулятор!$C$11,AS1019<=IF(ISBLANK(Калькулятор!$E$11),100000,Калькулятор!$E$11)),Калькулятор!$C$11&Калькулятор!$E$11=\"\"),1,0))=7,1,0)","v":0},{"$f":"SUM(AQ$2:AQ1019)","v":240},{"$f":"IF(Калькулятор!$F$8<>70,ROUND(INDEX($C$6:$V$17,MATCH(AM1019,$B$6:$B$17,0),MATCH(AK1019&AL1019,$C$2:$V$2,0))*(Калькулятор!$F$8/70)^справочно!$Y$2,0),ROUND(INDEX($C$6:$V$17,MATCH(AM1019,$B$6:$B$17,0),MATCH(AK1019&AL1019,$C$2:$V$2,0)),0))","v":978},"ЗО",{"$f":"3.6*AV1019/(4.19*(Калькулятор!$C$8-Калькулятор!$D$8))","v":84.020047732696895},{"$f":"IF(Калькулятор!$F$8<>70,INDEX($C$6:$V$17,MATCH(AM1019,$B$6:$B$17,0),MATCH(AK1019&AL1019,$C$2:$V$2,0))*(Калькулятор!$F$8/70)^справочно!$Y$2,INDEX($C$6:$V$17,MATCH(AM1019,$B$6:$B$17,0),MATCH(AK1019&AL1019,$C$2:$V$2,0)))","v":977.90000000000009}]
[null,null,null,null,null,null,null,null,null,null,null,null,null,null,null,null,null,null,null,null,null,null,null,null,null,null,"Конвектор внутрипольный Royal Thermo ATRIUM-90/200/2800-DG-U-AU","НС-1493272","RT-A-90/200/2800-DG-U-AU",3,5,8,12,17,20,22,90,200,2800,"DG","U","AU",{"$f":"IF((IFERROR(IF(VLOOKUP(AK1020,X:Y,2,0)=TRUE,1,0),0)+IFERROR(IF(VLOOKUP(AL1020,X:Y,2,0)=TRUE,1,0),0)+IFERROR(IF(VLOOKUP(AN1020,X:Y,2,0)=TRUE,1,0),0)+IFERROR(IF(VLOOKUP(AO1020,X:Y,2,0)=TRUE,1,0),0)+IFERROR(IF(VLOOKUP(AP1020,X:Y,2,0)=TRUE,1,0),0)+IF(AND(AM1020>=Калькулятор!$C$14,AM1020<=Калькулятор!$E$14),1,0)+IF(OR(AND(AS1020>=Калькулятор!$C$11,AS1020<=IF(ISBLANK(Калькулятор!$E$11),100000,Калькулятор!$E$11)),Калькулятор!$C$11&Калькулятор!$E$11=\"\"),1,0))=7,1,0)","v":0},{"$f":"SUM(AQ$2:AQ1020)","v":240},{"$f":"IF(Калькулятор!$F$8<>70,ROUND(INDEX($C$6:$V$17,MATCH(AM1020,$B$6:$B$17,0),MATCH(AK1020&AL1020,$C$2:$V$2,0))*(Калькулятор!$F$8/70)^справочно!$Y$2,0),ROUND(INDEX($C$6:$V$17,MATCH(AM1020,$B$6:$B$17,0),MATCH(AK1020&AL1020,$C$2:$V$2,0)),0))","v":1063},"ЗО",{"$f":"3.6*AV1020/(4.19*(Калькулятор!$C$8-Калькулятор!$D$8))","v":91.297374701670648},{"$f":"IF(Калькулятор!$F$8<>70,INDEX($C$6:$V$17,MATCH(AM1020,$B$6:$B$17,0),MATCH(AK1020&AL1020,$C$2:$V$2,0))*(Калькулятор!$F$8/70)^справочно!$Y$2,INDEX($C$6:$V$17,MATCH(AM1020,$B$6:$B$17,0),MATCH(AK1020&AL1020,$C$2:$V$2,0)))","v":1062.6000000000001}]
[null,null,null,null,null,null,null,null,null,null,null,null,null,null,null,null,null,null,null,null,null,null,null,null,null,null,"Конвектор внутрипольный Royal Thermo ATRIUM-90/200/3000-DG-U-AU","НС-1493273","RT-A-90/200/3000-DG-U-AU",3,5,8,12,17,20,22,90,200,3000,"DG","U","AU",{"$f":"IF((IFERROR(IF(VLOOKUP(AK1021,X:Y,2,0)=TRUE,1,0),0)+IFERROR(IF(VLOOKUP(AL1021,X:Y,2,0)=TRUE,1,0),0)+IFERROR(IF(VLOOKUP(AN1021,X:Y,2,0)=TRUE,1,0),0)+IFERROR(IF(VLOOKUP(AO1021,X:Y,2,0)=TRUE,1,0),0)+IFERROR(IF(VLOOKUP(AP1021,X:Y,2,0)=TRUE,1,0),0)+IF(AND(AM1021>=Калькулятор!$C$14,AM1021<=Калькулятор!$E$14),1,0)+IF(OR(AND(AS1021>=Калькулятор!$C$11,AS1021<=IF(ISBLANK(Калькулятор!$E$11),100000,Калькулятор!$E$11)),Калькулятор!$C$11&Калькулятор!$E$11=\"\"),1,0))=7,1,0)","v":0},{"$f":"SUM(AQ$2:AQ1021)","v":240},{"$f":"IF(Калькулятор!$F$8<>70,ROUND(INDEX($C$6:$V$17,MATCH(AM1021,$B$6:$B$17,0),MATCH(AK1021&AL1021,$C$2:$V$2,0))*(Калькулятор!$F$8/70)^справочно!$Y$2,0),ROUND(INDEX($C$6:$V$17,MATCH(AM1021,$B$6:$B$17,0),MATCH(AK1021&AL1021,$C$2:$V$2,0)),0))","v":1146},"ЗО",{"$f":"3.6*AV1021/(4.19*(Калькулятор!$C$8-Калькулятор!$D$8))","v":98.480190930787586},{"$f":"IF(Калькулятор!$F$8<>70,INDEX($C$6:$V$17,MATCH(AM1021,$B$6:$B$17,0),MATCH(AK1021&AL1021,$C$2:$V$2,0))*(Калькулятор!$F$8/70)^справочно!$Y$2,INDEX($C$6:$V$17,MATCH(AM1021,$B$6:$B$17,0),MATCH(AK1021&AL1021,$C$2:$V$2,0)))","v":1146.2}]
[null,null,null,null,null,null,null,null,null,null,null,null,null,null,null,null,null,null,null,null,null,null,null,null,null,null,"Конвектор внутрипольный Royal Thermo ATRIUM-90/250/800-DG-U-AU","НС-1493287","RT-A-90/250/800-DG-U-AU",3,5,8,12,16,19,21,90,250,800,"DG","U","AU",{"$f":"IF((IFERROR(IF(VLOOKUP(AK1022,X:Y,2,0)=TRUE,1,0),0)+IFERROR(IF(VLOOKUP(AL1022,X:Y,2,0)=TRUE,1,0),0)+IFERROR(IF(VLOOKUP(AN1022,X:Y,2,0)=TRUE,1,0),0)+IFERROR(IF(VLOOKUP(AO1022,X:Y,2,0)=TRUE,1,0),0)+IFERROR(IF(VLOOKUP(AP1022,X:Y,2,0)=TRUE,1,0),0)+IF(AND(AM1022>=Калькулятор!$C$14,AM1022<=Калькулятор!$E$14),1,0)+IF(OR(AND(AS1022>=Калькулятор!$C$11,AS1022<=IF(ISBLANK(Калькулятор!$E$11),100000,Калькулятор!$E$11)),Калькулятор!$C$11&Калькулятор!$E$11=\"\"),1,0))=7,1,0)","v":0},{"$f":"SUM(AQ$2:AQ1022)","v":240},{"$f":"IF(Калькулятор!$F$8<>70,ROUND(INDEX($C$6:$V$17,MATCH(AM1022,$B$6:$B$17,0),MATCH(AK1022&AL1022,$C$2:$V$2,0))*(Калькулятор!$F$8/70)^справочно!$Y$2,0),ROUND(INDEX($C$6:$V$17,MATCH(AM1022,$B$6:$B$17,0),MATCH(AK1022&AL1022,$C$2:$V$2,0)),0))","v":290},"ЗО",{"$f":"3.6*AV1022/(4.19*(Калькулятор!$C$8-Калькулятор!$D$8))","v":24.950835322195701},{"$f":"IF(Калькулятор!$F$8<>70,INDEX($C$6:$V$17,MATCH(AM1022,$B$6:$B$17,0),MATCH(AK1022&AL1022,$C$2:$V$2,0))*(Калькулятор!$F$8/70)^справочно!$Y$2,INDEX($C$6:$V$17,MATCH(AM1022,$B$6:$B$17,0),MATCH(AK1022&AL1022,$C$2:$V$2,0)))","v":290.40000000000003}]
[null,null,null,null,null,null,null,null,null,null,null,null,null,null,null,null,null,null,null,null,null,null,null,null,null,null,"Конвектор внутрипольный Royal Thermo ATRIUM-90/250/1000-DG-U-AU","НС-1493276","RT-A-90/250/1000-DG-U-AU",3,5,8,12,17,20,22,90,250,1000,"DG","U","AU",{"$f":"IF((IFERROR(IF(VLOOKUP(AK1023,X:Y,2,0)=TRUE,1,0),0)+IFERROR(IF(VLOOKUP(AL1023,X:Y,2,0)=TRUE,1,0),0)+IFERROR(IF(VLOOKUP(AN1023,X:Y,2,0)=TRUE,1,0),0)+IFERROR(IF(VLOOKUP(AO1023,X:Y,2,0)=TRUE,1,0),0)+IFERROR(IF(VLOOKUP(AP1023,X:Y,2,0)=TRUE,1,0),0)+IF(AND(AM1023>=Калькулятор!$C$14,AM1023<=Калькулятор!$E$14),1,0)+IF(OR(AND(AS1023>=Калькулятор!$C$11,AS1023<=IF(ISBLANK(Калькулятор!$E$11),100000,Калькулятор!$E$11)),Калькулятор!$C$11&Калькулятор!$E$11=\"\"),1,0))=7,1,0)","v":0},{"$f":"SUM(AQ$2:AQ1023)","v":240},{"$f":"IF(Калькулятор!$F$8<>70,ROUND(INDEX($C$6:$V$17,MATCH(AM1023,$B$6:$B$17,0),MATCH(AK1023&AL1023,$C$2:$V$2,0))*(Калькулятор!$F$8/70)^справочно!$Y$2,0),ROUND(INDEX($C$6:$V$17,MATCH(AM1023,$B$6:$B$17,0),MATCH(AK1023&AL1023,$C$2:$V$2,0)),0))","v":388},"-",{"$f":"3.6*AV1023/(4.19*(Калькулятор!$C$8-Калькулятор!$D$8))","v":33.362291169451069},{"$f":"IF(Калькулятор!$F$8<>70,INDEX($C$6:$V$17,MATCH(AM1023,$B$6:$B$17,0),MATCH(AK1023&AL1023,$C$2:$V$2,0))*(Калькулятор!$F$8/70)^справочно!$Y$2,INDEX($C$6:$V$17,MATCH(AM1023,$B$6:$B$17,0),MATCH(AK1023&AL1023,$C$2:$V$2,0)))","v":388.3}]
[null,null,null,null,null,null,null,null,null,null,null,null,null,null,null,null,null,null,null,null,null,null,null,null,null,null,"Конвектор внутрипольный Royal Thermo ATRIUM-90/250/1200-DG-U-AU","НС-1493277","RT-A-90/250/1200-DG-U-AU",3,5,8,12,17,20,22,90,250,1200,"DG","U","AU",{"$f":"IF((IFERROR(IF(VLOOKUP(AK1024,X:Y,2,0)=TRUE,1,0),0)+IFERROR(IF(VLOOKUP(AL1024,X:Y,2,0)=TRUE,1,0),0)+IFERROR(IF(VLOOKUP(AN1024,X:Y,2,0)=TRUE,1,0),0)+IFERROR(IF(VLOOKUP(AO1024,X:Y,2,0)=TRUE,1,0),0)+IFERROR(IF(VLOOKUP(AP1024,X:Y,2,0)=TRUE,1,0),0)+IF(AND(AM1024>=Калькулятор!$C$14,AM1024<=Калькулятор!$E$14),1,0)+IF(OR(AND(AS1024>=Калькулятор!$C$11,AS1024<=IF(ISBLANK(Калькулятор!$E$11),100000,Калькулятор!$E$11)),Калькулятор!$C$11&Калькулятор!$E$11=\"\"),1,0))=7,1,0)","v":0},{"$f":"SUM(AQ$2:AQ1024)","v":240},{"$f":"IF(Калькулятор!$F$8<>70,ROUND(INDEX($C$6:$V$17,MATCH(AM1024,$B$6:$B$17,0),MATCH(AK1024&AL1024,$C$2:$V$2,0))*(Калькулятор!$F$8/70)^справочно!$Y$2,0),ROUND(INDEX($C$6:$V$17,MATCH(AM1024,$B$6:$B$17,0),MATCH(AK1024&AL1024,$C$2:$V$2,0)),0))","v":485},"-",{"$f":"3.6*AV1024/(4.19*(Калькулятор!$C$8-Калькулятор!$D$8))","v":41.679236276849636},{"$f":"IF(Калькулятор!$F$8<>70,INDEX($C$6:$V$17,MATCH(AM1024,$B$6:$B$17,0),MATCH(AK1024&AL1024,$C$2:$V$2,0))*(Калькулятор!$F$8/70)^справочно!$Y$2,INDEX($C$6:$V$17,MATCH(AM1024,$B$6:$B$17,0),MATCH(AK1024&AL1024,$C$2:$V$2,0)))","v":485.1}]
[null,null,null,null,null,null,null,null,null,null,null,null,null,null,null,null,null,null,null,null,null,null,null,null,null,null,"Конвектор внутрипольный Royal Thermo ATRIUM-90/250/1400-DG-U-AU","НС-1493278","RT-A-90/250/1400-DG-U-AU",3,5,8,12,17,20,22,90,250,1400,"DG","U","AU",{"$f":"IF((IFERROR(IF(VLOOKUP(AK1025,X:Y,2,0)=TRUE,1,0),0)+IFERROR(IF(VLOOKUP(AL1025,X:Y,2,0)=TRUE,1,0),0)+IFERROR(IF(VLOOKUP(AN1025,X:Y,2,0)=TRUE,1,0),0)+IFERROR(IF(VLOOKUP(AO1025,X:Y,2,0)=TRUE,1,0),0)+IFERROR(IF(VLOOKUP(AP1025,X:Y,2,0)=TRUE,1,0),0)+IF(AND(AM1025>=Калькулятор!$C$14,AM1025<=Калькулятор!$E$14),1,0)+IF(OR(AND(AS1025>=Калькулятор!$C$11,AS1025<=IF(ISBLANK(Калькулятор!$E$11),100000,Калькулятор!$E$11)),Калькулятор!$C$11&Калькулятор!$E$11=\"\"),1,0))=7,1,0)","v":0},{"$f":"SUM(AQ$2:AQ1025)","v":240},{"$f":"IF(Калькулятор!$F$8<>70,ROUND(INDEX($C$6:$V$17,MATCH(AM1025,$B$6:$B$17,0),MATCH(AK1025&AL1025,$C$2:$V$2,0))*(Калькулятор!$F$8/70)^справочно!$Y$2,0),ROUND(INDEX($C$6:$V$17,MATCH(AM1025,$B$6:$B$17,0),MATCH(AK1025&AL1025,$C$2:$V$2,0)),0))","v":580},"-",{"$f":"3.6*AV1025/(4.19*(Калькулятор!$C$8-Калькулятор!$D$8))","v":49.807159904534601},{"$f":"IF(Калькулятор!$F$8<>70,INDEX($C$6:$V$17,MATCH(AM1025,$B$6:$B$17,0),MATCH(AK1025&AL1025,$C$2:$V$2,0))*(Калькулятор!$F$8/70)^справочно!$Y$2,INDEX($C$6:$V$17,MATCH(AM1025,$B$6:$B$17,0),MATCH(AK1025&AL1025,$C$2:$V$2,0)))","v":579.70000000000005}]
[null,null,null,null,null,null,null,null,null,null,null,null,null,null,null,null,null,null,null,null,null,null,null,null,null,null,"Конвектор внутрипольный Royal Thermo ATRIUM-90/250/1600-DG-U-AU","НС-1493279","RT-A-90/250/1600-DG-U-AU",{"$f":"SEARCH(\"-\",AC1026)","v":3},{"$f":"SEARCH(\"-\",AC1026,AD1026+1)","v":5},{"$f":"SEARCH(\"/\",AC1026)","v":8},{"$f":"SEARCH(\"/\",AC1026,AF1026+1)","v":12},{"$f":"SEARCH(\"-\",AC1026,AE1026+1)","v":17},{"$f":"SEARCH(\"-\",AC1026,AH1026+1)","v":20},{"$f":"SEARCH(\"-\",AC1026,AI1026+1)","v":22},{"$f":"MID($AC1026,AE1026+1,AF1026-AE1026-1)*1","v":90},{"$f":"MID($AC1026,AF1026+1,AG1026-AF1026-1)*1","v":250},{"$f":"MID($AC1026,AG1026+1,AH1026-AG1026-1)*1","v":1600},{"$f":"MID($AC1026,AH1026+1,AI1026-AH1026-1)","v":"DG"},{"$f":"MID($AC1026,AI1026+1,AJ1026-AI1026-1)","v":"U"},{"$f":"MID($AC1026,AI1026+3,LEN(AC1026)-AI1026-1)","v":"AU"},{"$f":"IF((IFERROR(IF(VLOOKUP(AK1026,X:Y,2,0)=TRUE,1,0),0)+IFERROR(IF(VLOOKUP(AL1026,X:Y,2,0)=TRUE,1,0),0)+IFERROR(IF(VLOOKUP(AN1026,X:Y,2,0)=TRUE,1,0),0)+IFERROR(IF(VLOOKUP(AO1026,X:Y,2,0)=TRUE,1,0),0)+IFERROR(IF(VLOOKUP(AP1026,X:Y,2,0)=TRUE,1,0),0)+IF(AND(AM1026>=Калькулятор!$C$14,AM1026<=Калькулятор!$E$14),1,0)+IF(OR(AND(AS1026>=Калькулятор!$C$11,AS1026<=IF(ISBLANK(Калькулятор!$E$11),100000,Калькулятор!$E$11)),Калькулятор!$C$11&Калькулятор!$E$11=\"\"),1,0))=7,1,0)","v":0},{"$f":"SUM(AQ$2:AQ1026)","v":240},{"$f":"IF(Калькулятор!$F$8<>70,ROUND(INDEX($C$6:$V$17,MATCH(AM1026,$B$6:$B$17,0),MATCH(AK1026&AL1026,$C$2:$V$2,0))*(Калькулятор!$F$8/70)^справочно!$Y$2,0),ROUND(INDEX($C$6:$V$17,MATCH(AM1026,$B$6:$B$17,0),MATCH(AK1026&AL1026,$C$2:$V$2,0)),0))","v":680},"-",{"$f":"3.6*AV1026/(4.19*(Калькулятор!$C$8-Калькулятор!$D$8))","v":58.407637231503578},{"$f":"IF(Калькулятор!$F$8<>70,INDEX($C$6:$V$17,MATCH(AM1026,$B$6:$B$17,0),MATCH(AK1026&AL1026,$C$2:$V$2,0))*(Калькулятор!$F$8/70)^справочно!$Y$2,INDEX($C$6:$V$17,MATCH(AM1026,$B$6:$B$17,0),MATCH(AK1026&AL1026,$C$2:$V$2,0)))","v":679.80000000000007}]
[null,null,null,null,null,null,null,null,null,null,null,null,null,null,null,null,null,null,null,null,null,null,null,null,null,null,"Конвектор внутрипольный Royal Thermo ATRIUM-90/250/1800-DG-U-AU","НС-1493280","RT-A-90/250/1800-DG-U-AU",3,5,8,12,17,20,22,90,250,1800,"DG","U","AU",{"$f":"IF((IFERROR(IF(VLOOKUP(AK1027,X:Y,2,0)=TRUE,1,0),0)+IFERROR(IF(VLOOKUP(AL1027,X:Y,2,0)=TRUE,1,0),0)+IFERROR(IF(VLOOKUP(AN1027,X:Y,2,0)=TRUE,1,0),0)+IFERROR(IF(VLOOKUP(AO1027,X:Y,2,0)=TRUE,1,0),0)+IFERROR(IF(VLOOKUP(AP1027,X:Y,2,0)=TRUE,1,0),0)+IF(AND(AM1027>=Калькулятор!$C$14,AM1027<=Калькулятор!$E$14),1,0)+IF(OR(AND(AS1027>=Калькулятор!$C$11,AS1027<=IF(ISBLANK(Калькулятор!$E$11),100000,Калькулятор!$E$11)),Калькулятор!$C$11&Калькулятор!$E$11=\"\"),1,0))=7,1,0)","v":0},{"$f":"SUM(AQ$2:AQ1027)","v":240},{"$f":"IF(Калькулятор!$F$8<>70,ROUND(INDEX($C$6:$V$17,MATCH(AM1027,$B$6:$B$17,0),MATCH(AK1027&AL1027,$C$2:$V$2,0))*(Калькулятор!$F$8/70)^справочно!$Y$2,0),ROUND(INDEX($C$6:$V$17,MATCH(AM1027,$B$6:$B$17,0),MATCH(AK1027&AL1027,$C$2:$V$2,0)),0))","v":778},"-",{"$f":"3.6*AV1027/(4.19*(Калькулятор!$C$8-Калькулятор!$D$8))","v":66.819093078758954},{"$f":"IF(Калькулятор!$F$8<>70,INDEX($C$6:$V$17,MATCH(AM1027,$B$6:$B$17,0),MATCH(AK1027&AL1027,$C$2:$V$2,0))*(Калькулятор!$F$8/70)^справочно!$Y$2,INDEX($C$6:$V$17,MATCH(AM1027,$B$6:$B$17,0),MATCH(AK1027&AL1027,$C$2:$V$2,0)))","v":777.7}]
[null,null,null,null,null,null,null,null,null,null,null,null,null,null,null,null,null,null,null,null,null,null,null,null,null,null,"Конвектор внутрипольный Royal Thermo ATRIUM-90/250/2000-DG-U-AU","НС-1493281","RT-A-90/250/2000-DG-U-AU",3,5,8,12,17,20,22,90,250,2000,"DG","U","AU",{"$f":"IF((IFERROR(IF(VLOOKUP(AK1028,X:Y,2,0)=TRUE,1,0),0)+IFERROR(IF(VLOOKUP(AL1028,X:Y,2,0)=TRUE,1,0),0)+IFERROR(IF(VLOOKUP(AN1028,X:Y,2,0)=TRUE,1,0),0)+IFERROR(IF(VLOOKUP(AO1028,X:Y,2,0)=TRUE,1,0),0)+IFERROR(IF(VLOOKUP(AP1028,X:Y,2,0)=TRUE,1,0),0)+IF(AND(AM1028>=Калькулятор!$C$14,AM1028<=Калькулятор!$E$14),1,0)+IF(OR(AND(AS1028>=Калькулятор!$C$11,AS1028<=IF(ISBLANK(Калькулятор!$E$11),100000,Калькулятор!$E$11)),Калькулятор!$C$11&Калькулятор!$E$11=\"\"),1,0))=7,1,0)","v":0},{"$f":"SUM(AQ$2:AQ1028)","v":240},{"$f":"IF(Калькулятор!$F$8<>70,ROUND(INDEX($C$6:$V$17,MATCH(AM1028,$B$6:$B$17,0),MATCH(AK1028&AL1028,$C$2:$V$2,0))*(Калькулятор!$F$8/70)^справочно!$Y$2,0),ROUND(INDEX($C$6:$V$17,MATCH(AM1028,$B$6:$B$17,0),MATCH(AK1028&AL1028,$C$2:$V$2,0)),0))","v":875},"-",{"$f":"3.6*AV1028/(4.19*(Калькулятор!$C$8-Калькулятор!$D$8))","v":75.136038186157521},{"$f":"IF(Калькулятор!$F$8<>70,INDEX($C$6:$V$17,MATCH(AM1028,$B$6:$B$17,0),MATCH(AK1028&AL1028,$C$2:$V$2,0))*(Калькулятор!$F$8/70)^справочно!$Y$2,INDEX($C$6:$V$17,MATCH(AM1028,$B$6:$B$17,0),MATCH(AK1028&AL1028,$C$2:$V$2,0)))","v":874.50000000000011}]
[null,null,null,null,null,null,null,null,null,null,null,null,null,null,null,null,null,null,null,null,null,null,null,null,null,null,"Конвектор внутрипольный Royal Thermo ATRIUM-90/250/2200-DG-U-AU","НС-1493282","RT-A-90/250/2200-DG-U-AU",3,5,8,12,17,20,22,90,250,2200,"DG","U","AU",{"$f":"IF((IFERROR(IF(VLOOKUP(AK1029,X:Y,2,0)=TRUE,1,0),0)+IFERROR(IF(VLOOKUP(AL1029,X:Y,2,0)=TRUE,1,0),0)+IFERROR(IF(VLOOKUP(AN1029,X:Y,2,0)=TRUE,1,0),0)+IFERROR(IF(VLOOKUP(AO1029,X:Y,2,0)=TRUE,1,0),0)+IFERROR(IF(VLOOKUP(AP1029,X:Y,2,0)=TRUE,1,0),0)+IF(AND(AM1029>=Калькулятор!$C$14,AM1029<=Калькулятор!$E$14),1,0)+IF(OR(AND(AS1029>=Калькулятор!$C$11,AS1029<=IF(ISBLANK(Калькулятор!$E$11),100000,Калькулятор!$E$11)),Калькулятор!$C$11&Калькулятор!$E$11=\"\"),1,0))=7,1,0)","v":0},{"$f":"SUM(AQ$2:AQ1029)","v":240},{"$f":"IF(Калькулятор!$F$8<>70,ROUND(INDEX($C$6:$V$17,MATCH(AM1029,$B$6:$B$17,0),MATCH(AK1029&AL1029,$C$2:$V$2,0))*(Калькулятор!$F$8/70)^справочно!$Y$2,0),ROUND(INDEX($C$6:$V$17,MATCH(AM1029,$B$6:$B$17,0),MATCH(AK1029&AL1029,$C$2:$V$2,0)),0))","v":971},"-",{"$f":"3.6*AV1029/(4.19*(Калькулятор!$C$8-Калькулятор!$D$8))","v":83.452983293556088},{"$f":"IF(Калькулятор!$F$8<>70,INDEX($C$6:$V$17,MATCH(AM1029,$B$6:$B$17,0),MATCH(AK1029&AL1029,$C$2:$V$2,0))*(Калькулятор!$F$8/70)^справочно!$Y$2,INDEX($C$6:$V$17,MATCH(AM1029,$B$6:$B$17,0),MATCH(AK1029&AL1029,$C$2:$V$2,0)))","v":971.30000000000007}]
[null,null,null,null,null,null,null,null,null,null,null,null,null,null,null,null,null,null,null,null,null,null,null,null,null,null,"Конвектор внутрипольный Royal Thermo ATRIUM-90/250/2400-DG-U-AU","НС-1493283","RT-A-90/250/2400-DG-U-AU",3,5,8,12,17,20,22,90,250,2400,"DG","U","AU",{"$f":"IF((IFERROR(IF(VLOOKUP(AK1030,X:Y,2,0)=TRUE,1,0),0)+IFERROR(IF(VLOOKUP(AL1030,X:Y,2,0)=TRUE,1,0),0)+IFERROR(IF(VLOOKUP(AN1030,X:Y,2,0)=TRUE,1,0),0)+IFERROR(IF(VLOOKUP(AO1030,X:Y,2,0)=TRUE,1,0),0)+IFERROR(IF(VLOOKUP(AP1030,X:Y,2,0)=TRUE,1,0),0)+IF(AND(AM1030>=Калькулятор!$C$14,AM1030<=Калькулятор!$E$14),1,0)+IF(OR(AND(AS1030>=Калькулятор!$C$11,AS1030<=IF(ISBLANK(Калькулятор!$E$11),100000,Калькулятор!$E$11)),Калькулятор!$C$11&Калькулятор!$E$11=\"\"),1,0))=7,1,0)","v":0},{"$f":"SUM(AQ$2:AQ1030)","v":240},{"$f":"IF(Калькулятор!$F$8<>70,ROUND(INDEX($C$6:$V$17,MATCH(AM1030,$B$6:$B$17,0),MATCH(AK1030&AL1030,$C$2:$V$2,0))*(Калькулятор!$F$8/70)^справочно!$Y$2,0),ROUND(INDEX($C$6:$V$17,MATCH(AM1030,$B$6:$B$17,0),MATCH(AK1030&AL1030,$C$2:$V$2,0)),0))","v":1091},"-",{"$f":"3.6*AV1030/(4.19*(Калькулятор!$C$8-Калькулятор!$D$8))","v":93.754653937947481},{"$f":"IF(Калькулятор!$F$8<>70,INDEX($C$6:$V$17,MATCH(AM1030,$B$6:$B$17,0),MATCH(AK1030&AL1030,$C$2:$V$2,0))*(Калькулятор!$F$8/70)^справочно!$Y$2,INDEX($C$6:$V$17,MATCH(AM1030,$B$6:$B$17,0),MATCH(AK1030&AL1030,$C$2:$V$2,0)))","v":1091.2}]
[null,null,null,null,null,null,null,null,null,null,null,null,null,null,null,null,null,null,null,null,null,null,null,null,null,null,"Конвектор внутрипольный Royal Thermo ATRIUM-90/250/2600-DG-U-AU","НС-1493284","RT-A-90/250/2600-DG-U-AU",3,5,8,12,17,20,22,90,250,2600,"DG","U","AU",{"$f":"IF((IFERROR(IF(VLOOKUP(AK1031,X:Y,2,0)=TRUE,1,0),0)+IFERROR(IF(VLOOKUP(AL1031,X:Y,2,0)=TRUE,1,0),0)+IFERROR(IF(VLOOKUP(AN1031,X:Y,2,0)=TRUE,1,0),0)+IFERROR(IF(VLOOKUP(AO1031,X:Y,2,0)=TRUE,1,0),0)+IFERROR(IF(VLOOKUP(AP1031,X:Y,2,0)=TRUE,1,0),0)+IF(AND(AM1031>=Калькулятор!$C$14,AM1031<=Калькулятор!$E$14),1,0)+IF(OR(AND(AS1031>=Калькулятор!$C$11,AS1031<=IF(ISBLANK(Калькулятор!$E$11),100000,Калькулятор!$E$11)),Калькулятор!$C$11&Калькулятор!$E$11=\"\"),1,0))=7,1,0)","v":0},{"$f":"SUM(AQ$2:AQ1031)","v":240},{"$f":"IF(Калькулятор!$F$8<>70,ROUND(INDEX($C$6:$V$17,MATCH(AM1031,$B$6:$B$17,0),MATCH(AK1031&AL1031,$C$2:$V$2,0))*(Калькулятор!$F$8/70)^справочно!$Y$2,0),ROUND(INDEX($C$6:$V$17,MATCH(AM1031,$B$6:$B$17,0),MATCH(AK1031&AL1031,$C$2:$V$2,0)),0))","v":1205},"ЗО",{"$f":"3.6*AV1031/(4.19*(Калькулятор!$C$8-Калькулятор!$D$8))","v":103.48926014319807},{"$f":"IF(Калькулятор!$F$8<>70,INDEX($C$6:$V$17,MATCH(AM1031,$B$6:$B$17,0),MATCH(AK1031&AL1031,$C$2:$V$2,0))*(Калькулятор!$F$8/70)^справочно!$Y$2,INDEX($C$6:$V$17,MATCH(AM1031,$B$6:$B$17,0),MATCH(AK1031&AL1031,$C$2:$V$2,0)))","v":1204.5}]
[null,null,null,null,null,null,null,null,null,null,null,null,null,null,null,null,null,null,null,null,null,null,null,null,null,null,"Конвектор внутрипольный Royal Thermo ATRIUM-90/250/2800-DG-U-AU","НС-1493285","RT-A-90/250/2800-DG-U-AU",3,5,8,12,17,20,22,90,250,2800,"DG","U","AU",{"$f":"IF((IFERROR(IF(VLOOKUP(AK1032,X:Y,2,0)=TRUE,1,0),0)+IFERROR(IF(VLOOKUP(AL1032,X:Y,2,0)=TRUE,1,0),0)+IFERROR(IF(VLOOKUP(AN1032,X:Y,2,0)=TRUE,1,0),0)+IFERROR(IF(VLOOKUP(AO1032,X:Y,2,0)=TRUE,1,0),0)+IFERROR(IF(VLOOKUP(AP1032,X:Y,2,0)=TRUE,1,0),0)+IF(AND(AM1032>=Калькулятор!$C$14,AM1032<=Калькулятор!$E$14),1,0)+IF(OR(AND(AS1032>=Калькулятор!$C$11,AS1032<=IF(ISBLANK(Калькулятор!$E$11),100000,Калькулятор!$E$11)),Калькулятор!$C$11&Калькулятор!$E$11=\"\"),1,0))=7,1,0)","v":0},{"$f":"SUM(AQ$2:AQ1032)","v":240},{"$f":"IF(Калькулятор!$F$8<>70,ROUND(INDEX($C$6:$V$17,MATCH(AM1032,$B$6:$B$17,0),MATCH(AK1032&AL1032,$C$2:$V$2,0))*(Калькулятор!$F$8/70)^справочно!$Y$2,0),ROUND(INDEX($C$6:$V$17,MATCH(AM1032,$B$6:$B$17,0),MATCH(AK1032&AL1032,$C$2:$V$2,0)),0))","v":1286},"ЗО",{"$f":"3.6*AV1032/(4.19*(Калькулятор!$C$8-Калькулятор!$D$8))","v":110.48305489260143},{"$f":"IF(Калькулятор!$F$8<>70,INDEX($C$6:$V$17,MATCH(AM1032,$B$6:$B$17,0),MATCH(AK1032&AL1032,$C$2:$V$2,0))*(Калькулятор!$F$8/70)^справочно!$Y$2,INDEX($C$6:$V$17,MATCH(AM1032,$B$6:$B$17,0),MATCH(AK1032&AL1032,$C$2:$V$2,0)))","v":1285.9000000000001}]
[null,null,null,null,null,null,null,null,null,null,null,null,null,null,null,null,null,null,null,null,null,null,null,null,null,null,"Конвектор внутрипольный Royal Thermo ATRIUM-90/250/3000-DG-U-AU","НС-1493286","RT-A-90/250/3000-DG-U-AU",3,5,8,12,17,20,22,90,250,3000,"DG","U","AU",{"$f":"IF((IFERROR(IF(VLOOKUP(AK1033,X:Y,2,0)=TRUE,1,0),0)+IFERROR(IF(VLOOKUP(AL1033,X:Y,2,0)=TRUE,1,0),0)+IFERROR(IF(VLOOKUP(AN1033,X:Y,2,0)=TRUE,1,0),0)+IFERROR(IF(VLOOKUP(AO1033,X:Y,2,0)=TRUE,1,0),0)+IFERROR(IF(VLOOKUP(AP1033,X:Y,2,0)=TRUE,1,0),0)+IF(AND(AM1033>=Калькулятор!$C$14,AM1033<=Калькулятор!$E$14),1,0)+IF(OR(AND(AS1033>=Калькулятор!$C$11,AS1033<=IF(ISBLANK(Калькулятор!$E$11),100000,Калькулятор!$E$11)),Калькулятор!$C$11&Калькулятор!$E$11=\"\"),1,0))=7,1,0)","v":0},{"$f":"SUM(AQ$2:AQ1033)","v":240},{"$f":"IF(Калькулятор!$F$8<>70,ROUND(INDEX($C$6:$V$17,MATCH(AM1033,$B$6:$B$17,0),MATCH(AK1033&AL1033,$C$2:$V$2,0))*(Калькулятор!$F$8/70)^справочно!$Y$2,0),ROUND(INDEX($C$6:$V$17,MATCH(AM1033,$B$6:$B$17,0),MATCH(AK1033&AL1033,$C$2:$V$2,0)),0))","v":1383},"ЗО",{"$f":"3.6*AV1033/(4.19*(Калькулятор!$C$8-Калькулятор!$D$8))","v":118.79999999999998},{"$f":"IF(Калькулятор!$F$8<>70,INDEX($C$6:$V$17,MATCH(AM1033,$B$6:$B$17,0),MATCH(AK1033&AL1033,$C$2:$V$2,0))*(Калькулятор!$F$8/70)^справочно!$Y$2,INDEX($C$6:$V$17,MATCH(AM1033,$B$6:$B$17,0),MATCH(AK1033&AL1033,$C$2:$V$2,0)))","v":1382.7}]
[null,null,null,null,null,null,null,null,null,null,null,null,null,null,null,null,null,null,null,null,null,null,null,null,null,null,"Конвектор внутрипольный Royal Thermo ATRIUM-90/300/800-DG-U-AU","НС-1493300","RT-A-90/300/800-DG-U-AU",3,5,8,12,16,19,21,90,300,800,"DG","U","AU",{"$f":"IF((IFERROR(IF(VLOOKUP(AK1034,X:Y,2,0)=TRUE,1,0),0)+IFERROR(IF(VLOOKUP(AL1034,X:Y,2,0)=TRUE,1,0),0)+IFERROR(IF(VLOOKUP(AN1034,X:Y,2,0)=TRUE,1,0),0)+IFERROR(IF(VLOOKUP(AO1034,X:Y,2,0)=TRUE,1,0),0)+IFERROR(IF(VLOOKUP(AP1034,X:Y,2,0)=TRUE,1,0),0)+IF(AND(AM1034>=Калькулятор!$C$14,AM1034<=Калькулятор!$E$14),1,0)+IF(OR(AND(AS1034>=Калькулятор!$C$11,AS1034<=IF(ISBLANK(Калькулятор!$E$11),100000,Калькулятор!$E$11)),Калькулятор!$C$11&Калькулятор!$E$11=\"\"),1,0))=7,1,0)","v":0},{"$f":"SUM(AQ$2:AQ1034)","v":240},{"$f":"IF(Калькулятор!$F$8<>70,ROUND(INDEX($C$6:$V$17,MATCH(AM1034,$B$6:$B$17,0),MATCH(AK1034&AL1034,$C$2:$V$2,0))*(Калькулятор!$F$8/70)^справочно!$Y$2,0),ROUND(INDEX($C$6:$V$17,MATCH(AM1034,$B$6:$B$17,0),MATCH(AK1034&AL1034,$C$2:$V$2,0)),0))","v":384},"ЗО",{"$f":"3.6*AV1034/(4.19*(Калькулятор!$C$8-Калькулятор!$D$8))","v":32.984248210023864},{"$f":"IF(Калькулятор!$F$8<>70,INDEX($C$6:$V$17,MATCH(AM1034,$B$6:$B$17,0),MATCH(AK1034&AL1034,$C$2:$V$2,0))*(Калькулятор!$F$8/70)^справочно!$Y$2,INDEX($C$6:$V$17,MATCH(AM1034,$B$6:$B$17,0),MATCH(AK1034&AL1034,$C$2:$V$2,0)))","v":383.90000000000003}]
[null,null,null,null,null,null,null,null,null,null,null,null,null,null,null,null,null,null,null,null,null,null,null,null,null,null,"Конвектор внутрипольный Royal Thermo ATRIUM-90/300/1000-DG-U-AU","НС-1493289","RT-A-90/300/1000-DG-U-AU",3,5,8,12,17,20,22,90,300,1000,"DG","U","AU",{"$f":"IF((IFERROR(IF(VLOOKUP(AK1035,X:Y,2,0)=TRUE,1,0),0)+IFERROR(IF(VLOOKUP(AL1035,X:Y,2,0)=TRUE,1,0),0)+IFERROR(IF(VLOOKUP(AN1035,X:Y,2,0)=TRUE,1,0),0)+IFERROR(IF(VLOOKUP(AO1035,X:Y,2,0)=TRUE,1,0),0)+IFERROR(IF(VLOOKUP(AP1035,X:Y,2,0)=TRUE,1,0),0)+IF(AND(AM1035>=Калькулятор!$C$14,AM1035<=Калькулятор!$E$14),1,0)+IF(OR(AND(AS1035>=Калькулятор!$C$11,AS1035<=IF(ISBLANK(Калькулятор!$E$11),100000,Калькулятор!$E$11)),Калькулятор!$C$11&Калькулятор!$E$11=\"\"),1,0))=7,1,0)","v":0},{"$f":"SUM(AQ$2:AQ1035)","v":240},{"$f":"IF(Калькулятор!$F$8<>70,ROUND(INDEX($C$6:$V$17,MATCH(AM1035,$B$6:$B$17,0),MATCH(AK1035&AL1035,$C$2:$V$2,0))*(Калькулятор!$F$8/70)^справочно!$Y$2,0),ROUND(INDEX($C$6:$V$17,MATCH(AM1035,$B$6:$B$17,0),MATCH(AK1035&AL1035,$C$2:$V$2,0)),0))","v":494},"ЗО",{"$f":"3.6*AV1035/(4.19*(Калькулятор!$C$8-Калькулятор!$D$8))","v":42.435322195704053},{"$f":"IF(Калькулятор!$F$8<>70,INDEX($C$6:$V$17,MATCH(AM1035,$B$6:$B$17,0),MATCH(AK1035&AL1035,$C$2:$V$2,0))*(Калькулятор!$F$8/70)^справочно!$Y$2,INDEX($C$6:$V$17,MATCH(AM1035,$B$6:$B$17,0),MATCH(AK1035&AL1035,$C$2:$V$2,0)))","v":493.90000000000003}]
[null,null,null,null,null,null,null,null,null,null,null,null,null,null,null,null,null,null,null,null,null,null,null,null,null,null,"Конвектор внутрипольный Royal Thermo ATRIUM-90/300/1200-DG-U-AU","НС-1493290","RT-A-90/300/1200-DG-U-AU",3,5,8,12,17,20,22,90,300,1200,"DG","U","AU",{"$f":"IF((IFERROR(IF(VLOOKUP(AK1036,X:Y,2,0)=TRUE,1,0),0)+IFERROR(IF(VLOOKUP(AL1036,X:Y,2,0)=TRUE,1,0),0)+IFERROR(IF(VLOOKUP(AN1036,X:Y,2,0)=TRUE,1,0),0)+IFERROR(IF(VLOOKUP(AO1036,X:Y,2,0)=TRUE,1,0),0)+IFERROR(IF(VLOOKUP(AP1036,X:Y,2,0)=TRUE,1,0),0)+IF(AND(AM1036>=Калькулятор!$C$14,AM1036<=Калькулятор!$E$14),1,0)+IF(OR(AND(AS1036>=Калькулятор!$C$11,AS1036<=IF(ISBLANK(Калькулятор!$E$11),100000,Калькулятор!$E$11)),Калькулятор!$C$11&Калькулятор!$E$11=\"\"),1,0))=7,1,0)","v":0},{"$f":"SUM(AQ$2:AQ1036)","v":240},{"$f":"IF(Калькулятор!$F$8<>70,ROUND(INDEX($C$6:$V$17,MATCH(AM1036,$B$6:$B$17,0),MATCH(AK1036&AL1036,$C$2:$V$2,0))*(Калькулятор!$F$8/70)^справочно!$Y$2,0),ROUND(INDEX($C$6:$V$17,MATCH(AM1036,$B$6:$B$17,0),MATCH(AK1036&AL1036,$C$2:$V$2,0)),0))","v":605},"ЗО",{"$f":"3.6*AV1036/(4.19*(Калькулятор!$C$8-Калькулятор!$D$8))","v":51.980906921241044},{"$f":"IF(Калькулятор!$F$8<>70,INDEX($C$6:$V$17,MATCH(AM1036,$B$6:$B$17,0),MATCH(AK1036&AL1036,$C$2:$V$2,0))*(Калькулятор!$F$8/70)^справочно!$Y$2,INDEX($C$6:$V$17,MATCH(AM1036,$B$6:$B$17,0),MATCH(AK1036&AL1036,$C$2:$V$2,0)))","v":605}]
[null,null,null,null,null,null,null,null,null,null,null,null,null,null,null,null,null,null,null,null,null,null,null,null,null,null,"Конвектор внутрипольный Royal Thermo ATRIUM-90/300/1400-DG-U-AU","НС-1493291","RT-A-90/300/1400-DG-U-AU",3,5,8,12,17,20,22,90,300,1400,"DG","U","AU",{"$f":"IF((IFERROR(IF(VLOOKUP(AK1037,X:Y,2,0)=TRUE,1,0),0)+IFERROR(IF(VLOOKUP(AL1037,X:Y,2,0)=TRUE,1,0),0)+IFERROR(IF(VLOOKUP(AN1037,X:Y,2,0)=TRUE,1,0),0)+IFERROR(IF(VLOOKUP(AO1037,X:Y,2,0)=TRUE,1,0),0)+IFERROR(IF(VLOOKUP(AP1037,X:Y,2,0)=TRUE,1,0),0)+IF(AND(AM1037>=Калькулятор!$C$14,AM1037<=Калькулятор!$E$14),1,0)+IF(OR(AND(AS1037>=Калькулятор!$C$11,AS1037<=IF(ISBLANK(Калькулятор!$E$11),100000,Калькулятор!$E$11)),Калькулятор!$C$11&Калькулятор!$E$11=\"\"),1,0))=7,1,0)","v":0},{"$f":"SUM(AQ$2:AQ1037)","v":240},{"$f":"IF(Калькулятор!$F$8<>70,ROUND(INDEX($C$6:$V$17,MATCH(AM1037,$B$6:$B$17,0),MATCH(AK1037&AL1037,$C$2:$V$2,0))*(Калькулятор!$F$8/70)^справочно!$Y$2,0),ROUND(INDEX($C$6:$V$17,MATCH(AM1037,$B$6:$B$17,0),MATCH(AK1037&AL1037,$C$2:$V$2,0)),0))","v":718},"ЗО",{"$f":"3.6*AV1037/(4.19*(Калькулятор!$C$8-Калькулятор!$D$8))","v":61.715513126491643},{"$f":"IF(Калькулятор!$F$8<>70,INDEX($C$6:$V$17,MATCH(AM1037,$B$6:$B$17,0),MATCH(AK1037&AL1037,$C$2:$V$2,0))*(Калькулятор!$F$8/70)^справочно!$Y$2,INDEX($C$6:$V$17,MATCH(AM1037,$B$6:$B$17,0),MATCH(AK1037&AL1037,$C$2:$V$2,0)))","v":718.30000000000007}]
[null,null,null,null,null,null,null,null,null,null,null,null,null,null,null,null,null,null,null,null,null,null,null,null,null,null,"Конвектор внутрипольный Royal Thermo ATRIUM-90/300/1600-DG-U-AU","НС-1493292","RT-A-90/300/1600-DG-U-AU",3,5,8,12,17,20,22,90,300,1600,"DG","U","AU",{"$f":"IF((IFERROR(IF(VLOOKUP(AK1038,X:Y,2,0)=TRUE,1,0),0)+IFERROR(IF(VLOOKUP(AL1038,X:Y,2,0)=TRUE,1,0),0)+IFERROR(IF(VLOOKUP(AN1038,X:Y,2,0)=TRUE,1,0),0)+IFERROR(IF(VLOOKUP(AO1038,X:Y,2,0)=TRUE,1,0),0)+IFERROR(IF(VLOOKUP(AP1038,X:Y,2,0)=TRUE,1,0),0)+IF(AND(AM1038>=Калькулятор!$C$14,AM1038<=Калькулятор!$E$14),1,0)+IF(OR(AND(AS1038>=Калькулятор!$C$11,AS1038<=IF(ISBLANK(Калькулятор!$E$11),100000,Калькулятор!$E$11)),Калькулятор!$C$11&Калькулятор!$E$11=\"\"),1,0))=7,1,0)","v":0},{"$f":"SUM(AQ$2:AQ1038)","v":240},{"$f":"IF(Калькулятор!$F$8<>70,ROUND(INDEX($C$6:$V$17,MATCH(AM1038,$B$6:$B$17,0),MATCH(AK1038&AL1038,$C$2:$V$2,0))*(Калькулятор!$F$8/70)^справочно!$Y$2,0),ROUND(INDEX($C$6:$V$17,MATCH(AM1038,$B$6:$B$17,0),MATCH(AK1038&AL1038,$C$2:$V$2,0)),0))","v":826},"ЗО",{"$f":"3.6*AV1038/(4.19*(Калькулятор!$C$8-Калькулятор!$D$8))","v":70.977565632458223},{"$f":"IF(Калькулятор!$F$8<>70,INDEX($C$6:$V$17,MATCH(AM1038,$B$6:$B$17,0),MATCH(AK1038&AL1038,$C$2:$V$2,0))*(Калькулятор!$F$8/70)^справочно!$Y$2,INDEX($C$6:$V$17,MATCH(AM1038,$B$6:$B$17,0),MATCH(AK1038&AL1038,$C$2:$V$2,0)))","v":826.1}]
[null,null,null,null,null,null,null,null,null,null,null,null,null,null,null,null,null,null,null,null,null,null,null,null,null,null,"Конвектор внутрипольный Royal Thermo ATRIUM-90/300/1800-DG-U-AU","НС-1493293","RT-A-90/300/1800-DG-U-AU",3,5,8,12,17,20,22,90,300,1800,"DG","U","AU",{"$f":"IF((IFERROR(IF(VLOOKUP(AK1039,X:Y,2,0)=TRUE,1,0),0)+IFERROR(IF(VLOOKUP(AL1039,X:Y,2,0)=TRUE,1,0),0)+IFERROR(IF(VLOOKUP(AN1039,X:Y,2,0)=TRUE,1,0),0)+IFERROR(IF(VLOOKUP(AO1039,X:Y,2,0)=TRUE,1,0),0)+IFERROR(IF(VLOOKUP(AP1039,X:Y,2,0)=TRUE,1,0),0)+IF(AND(AM1039>=Калькулятор!$C$14,AM1039<=Калькулятор!$E$14),1,0)+IF(OR(AND(AS1039>=Калькулятор!$C$11,AS1039<=IF(ISBLANK(Калькулятор!$E$11),100000,Калькулятор!$E$11)),Калькулятор!$C$11&Калькулятор!$E$11=\"\"),1,0))=7,1,0)","v":0},{"$f":"SUM(AQ$2:AQ1039)","v":240},{"$f":"IF(Калькулятор!$F$8<>70,ROUND(INDEX($C$6:$V$17,MATCH(AM1039,$B$6:$B$17,0),MATCH(AK1039&AL1039,$C$2:$V$2,0))*(Калькулятор!$F$8/70)^справочно!$Y$2,0),ROUND(INDEX($C$6:$V$17,MATCH(AM1039,$B$6:$B$17,0),MATCH(AK1039&AL1039,$C$2:$V$2,0)),0))","v":936},"ЗО",{"$f":"3.6*AV1039/(4.19*(Калькулятор!$C$8-Калькулятор!$D$8))","v":80.428639618138419},{"$f":"IF(Калькулятор!$F$8<>70,INDEX($C$6:$V$17,MATCH(AM1039,$B$6:$B$17,0),MATCH(AK1039&AL1039,$C$2:$V$2,0))*(Калькулятор!$F$8/70)^справочно!$Y$2,INDEX($C$6:$V$17,MATCH(AM1039,$B$6:$B$17,0),MATCH(AK1039&AL1039,$C$2:$V$2,0)))","v":936.1}]
[null,null,null,null,null,null,null,null,null,null,null,null,null,null,null,null,null,null,null,null,null,null,null,null,null,null,"Конвектор внутрипольный Royal Thermo ATRIUM-90/300/2000-DG-U-AU","НС-1493294","RT-A-90/300/2000-DG-U-AU",3,5,8,12,17,20,22,90,300,2000,"DG","U","AU",{"$f":"IF((IFERROR(IF(VLOOKUP(AK1040,X:Y,2,0)=TRUE,1,0),0)+IFERROR(IF(VLOOKUP(AL1040,X:Y,2,0)=TRUE,1,0),0)+IFERROR(IF(VLOOKUP(AN1040,X:Y,2,0)=TRUE,1,0),0)+IFERROR(IF(VLOOKUP(AO1040,X:Y,2,0)=TRUE,1,0),0)+IFERROR(IF(VLOOKUP(AP1040,X:Y,2,0)=TRUE,1,0),0)+IF(AND(AM1040>=Калькулятор!$C$14,AM1040<=Калькулятор!$E$14),1,0)+IF(OR(AND(AS1040>=Калькулятор!$C$11,AS1040<=IF(ISBLANK(Калькулятор!$E$11),100000,Калькулятор!$E$11)),Калькулятор!$C$11&Калькулятор!$E$11=\"\"),1,0))=7,1,0)","v":0},{"$f":"SUM(AQ$2:AQ1040)","v":240},{"$f":"IF(Калькулятор!$F$8<>70,ROUND(INDEX($C$6:$V$17,MATCH(AM1040,$B$6:$B$17,0),MATCH(AK1040&AL1040,$C$2:$V$2,0))*(Калькулятор!$F$8/70)^справочно!$Y$2,0),ROUND(INDEX($C$6:$V$17,MATCH(AM1040,$B$6:$B$17,0),MATCH(AK1040&AL1040,$C$2:$V$2,0)),0))","v":1047},"ЗО",{"$f":"3.6*AV1040/(4.19*(Калькулятор!$C$8-Калькулятор!$D$8))","v":89.974224343675402},{"$f":"IF(Калькулятор!$F$8<>70,INDEX($C$6:$V$17,MATCH(AM1040,$B$6:$B$17,0),MATCH(AK1040&AL1040,$C$2:$V$2,0))*(Калькулятор!$F$8/70)^справочно!$Y$2,INDEX($C$6:$V$17,MATCH(AM1040,$B$6:$B$17,0),MATCH(AK1040&AL1040,$C$2:$V$2,0)))","v":1047.2}]
[null,null,null,null,null,null,null,null,null,null,null,null,null,null,null,null,null,null,null,null,null,null,null,null,null,null,"Конвектор внутрипольный Royal Thermo ATRIUM-90/300/2200-DG-U-AU","НС-1493295","RT-A-90/300/2200-DG-U-AU",3,5,8,12,17,20,22,90,300,2200,"DG","U","AU",{"$f":"IF((IFERROR(IF(VLOOKUP(AK1041,X:Y,2,0)=TRUE,1,0),0)+IFERROR(IF(VLOOKUP(AL1041,X:Y,2,0)=TRUE,1,0),0)+IFERROR(IF(VLOOKUP(AN1041,X:Y,2,0)=TRUE,1,0),0)+IFERROR(IF(VLOOKUP(AO1041,X:Y,2,0)=TRUE,1,0),0)+IFERROR(IF(VLOOKUP(AP1041,X:Y,2,0)=TRUE,1,0),0)+IF(AND(AM1041>=Калькулятор!$C$14,AM1041<=Калькулятор!$E$14),1,0)+IF(OR(AND(AS1041>=Калькулятор!$C$11,AS1041<=IF(ISBLANK(Калькулятор!$E$11),100000,Калькулятор!$E$11)),Калькулятор!$C$11&Калькулятор!$E$11=\"\"),1,0))=7,1,0)","v":0},{"$f":"SUM(AQ$2:AQ1041)","v":240},{"$f":"IF(Калькулятор!$F$8<>70,ROUND(INDEX($C$6:$V$17,MATCH(AM1041,$B$6:$B$17,0),MATCH(AK1041&AL1041,$C$2:$V$2,0))*(Калькулятор!$F$8/70)^справочно!$Y$2,0),ROUND(INDEX($C$6:$V$17,MATCH(AM1041,$B$6:$B$17,0),MATCH(AK1041&AL1041,$C$2:$V$2,0)),0))","v":1157},"ЗО",{"$f":"3.6*AV1041/(4.19*(Калькулятор!$C$8-Калькулятор!$D$8))","v":99.425298329355599},{"$f":"IF(Калькулятор!$F$8<>70,INDEX($C$6:$V$17,MATCH(AM1041,$B$6:$B$17,0),MATCH(AK1041&AL1041,$C$2:$V$2,0))*(Калькулятор!$F$8/70)^справочно!$Y$2,INDEX($C$6:$V$17,MATCH(AM1041,$B$6:$B$17,0),MATCH(AK1041&AL1041,$C$2:$V$2,0)))","v":1157.2}]
[null,null,null,null,null,null,null,null,null,null,null,null,null,null,null,null,null,null,null,null,null,null,null,null,null,null,"Конвектор внутрипольный Royal Thermo ATRIUM-90/300/2400-DG-U-AU","НС-1493296","RT-A-90/300/2400-DG-U-AU",3,5,8,12,17,20,22,90,300,2400,"DG","U","AU",{"$f":"IF((IFERROR(IF(VLOOKUP(AK1042,X:Y,2,0)=TRUE,1,0),0)+IFERROR(IF(VLOOKUP(AL1042,X:Y,2,0)=TRUE,1,0),0)+IFERROR(IF(VLOOKUP(AN1042,X:Y,2,0)=TRUE,1,0),0)+IFERROR(IF(VLOOKUP(AO1042,X:Y,2,0)=TRUE,1,0),0)+IFERROR(IF(VLOOKUP(AP1042,X:Y,2,0)=TRUE,1,0),0)+IF(AND(AM1042>=Калькулятор!$C$14,AM1042<=Калькулятор!$E$14),1,0)+IF(OR(AND(AS1042>=Калькулятор!$C$11,AS1042<=IF(ISBLANK(Калькулятор!$E$11),100000,Калькулятор!$E$11)),Калькулятор!$C$11&Калькулятор!$E$11=\"\"),1,0))=7,1,0)","v":0},{"$f":"SUM(AQ$2:AQ1042)","v":240},{"$f":"IF(Калькулятор!$F$8<>70,ROUND(INDEX($C$6:$V$17,MATCH(AM1042,$B$6:$B$17,0),MATCH(AK1042&AL1042,$C$2:$V$2,0))*(Калькулятор!$F$8/70)^справочно!$Y$2,0),ROUND(INDEX($C$6:$V$17,MATCH(AM1042,$B$6:$B$17,0),MATCH(AK1042&AL1042,$C$2:$V$2,0)),0))","v":1268},"ЗО",{"$f":"3.6*AV1042/(4.19*(Калькулятор!$C$8-Калькулятор!$D$8))","v":108.97088305489261},{"$f":"IF(Калькулятор!$F$8<>70,INDEX($C$6:$V$17,MATCH(AM1042,$B$6:$B$17,0),MATCH(AK1042&AL1042,$C$2:$V$2,0))*(Калькулятор!$F$8/70)^справочно!$Y$2,INDEX($C$6:$V$17,MATCH(AM1042,$B$6:$B$17,0),MATCH(AK1042&AL1042,$C$2:$V$2,0)))","v":1268.3000000000002}]
[null,null,null,null,null,null,null,null,null,null,null,null,null,null,null,null,null,null,null,null,null,null,null,null,null,null,"Конвектор внутрипольный Royal Thermo ATRIUM-90/300/2600-DG-U-AU","НС-1493297","RT-A-90/300/2600-DG-U-AU",3,5,8,12,17,20,22,90,300,2600,"DG","U","AU",{"$f":"IF((IFERROR(IF(VLOOKUP(AK1043,X:Y,2,0)=TRUE,1,0),0)+IFERROR(IF(VLOOKUP(AL1043,X:Y,2,0)=TRUE,1,0),0)+IFERROR(IF(VLOOKUP(AN1043,X:Y,2,0)=TRUE,1,0),0)+IFERROR(IF(VLOOKUP(AO1043,X:Y,2,0)=TRUE,1,0),0)+IFERROR(IF(VLOOKUP(AP1043,X:Y,2,0)=TRUE,1,0),0)+IF(AND(AM1043>=Калькулятор!$C$14,AM1043<=Калькулятор!$E$14),1,0)+IF(OR(AND(AS1043>=Калькулятор!$C$11,AS1043<=IF(ISBLANK(Калькулятор!$E$11),100000,Калькулятор!$E$11)),Калькулятор!$C$11&Калькулятор!$E$11=\"\"),1,0))=7,1,0)","v":0},{"$f":"SUM(AQ$2:AQ1043)","v":240},{"$f":"IF(Калькулятор!$F$8<>70,ROUND(INDEX($C$6:$V$17,MATCH(AM1043,$B$6:$B$17,0),MATCH(AK1043&AL1043,$C$2:$V$2,0))*(Калькулятор!$F$8/70)^справочно!$Y$2,0),ROUND(INDEX($C$6:$V$17,MATCH(AM1043,$B$6:$B$17,0),MATCH(AK1043&AL1043,$C$2:$V$2,0)),0))","v":1378},"ЗО",{"$f":"3.6*AV1043/(4.19*(Калькулятор!$C$8-Калькулятор!$D$8))","v":118.42195704057281},{"$f":"IF(Калькулятор!$F$8<>70,INDEX($C$6:$V$17,MATCH(AM1043,$B$6:$B$17,0),MATCH(AK1043&AL1043,$C$2:$V$2,0))*(Калькулятор!$F$8/70)^справочно!$Y$2,INDEX($C$6:$V$17,MATCH(AM1043,$B$6:$B$17,0),MATCH(AK1043&AL1043,$C$2:$V$2,0)))","v":1378.3000000000002}]
[null,null,null,null,null,null,null,null,null,null,null,null,null,null,null,null,null,null,null,null,null,null,null,null,null,null,"Конвектор внутрипольный Royal Thermo ATRIUM-90/300/2800-DG-U-AU","НС-1493298","RT-A-90/300/2800-DG-U-AU",3,5,8,12,17,20,22,90,300,2800,"DG","U","AU",{"$f":"IF((IFERROR(IF(VLOOKUP(AK1044,X:Y,2,0)=TRUE,1,0),0)+IFERROR(IF(VLOOKUP(AL1044,X:Y,2,0)=TRUE,1,0),0)+IFERROR(IF(VLOOKUP(AN1044,X:Y,2,0)=TRUE,1,0),0)+IFERROR(IF(VLOOKUP(AO1044,X:Y,2,0)=TRUE,1,0),0)+IFERROR(IF(VLOOKUP(AP1044,X:Y,2,0)=TRUE,1,0),0)+IF(AND(AM1044>=Калькулятор!$C$14,AM1044<=Калькулятор!$E$14),1,0)+IF(OR(AND(AS1044>=Калькулятор!$C$11,AS1044<=IF(ISBLANK(Калькулятор!$E$11),100000,Калькулятор!$E$11)),Калькулятор!$C$11&Калькулятор!$E$11=\"\"),1,0))=7,1,0)","v":0},{"$f":"SUM(AQ$2:AQ1044)","v":240},{"$f":"IF(Калькулятор!$F$8<>70,ROUND(INDEX($C$6:$V$17,MATCH(AM1044,$B$6:$B$17,0),MATCH(AK1044&AL1044,$C$2:$V$2,0))*(Калькулятор!$F$8/70)^справочно!$Y$2,0),ROUND(INDEX($C$6:$V$17,MATCH(AM1044,$B$6:$B$17,0),MATCH(AK1044&AL1044,$C$2:$V$2,0)),0))","v":1489},"ЗО",{"$f":"3.6*AV1044/(4.19*(Калькулятор!$C$8-Калькулятор!$D$8))","v":127.96754176610978},{"$f":"IF(Калькулятор!$F$8<>70,INDEX($C$6:$V$17,MATCH(AM1044,$B$6:$B$17,0),MATCH(AK1044&AL1044,$C$2:$V$2,0))*(Калькулятор!$F$8/70)^справочно!$Y$2,INDEX($C$6:$V$17,MATCH(AM1044,$B$6:$B$17,0),MATCH(AK1044&AL1044,$C$2:$V$2,0)))","v":1489.4}]
[null,null,null,null,null,null,null,null,null,null,null,null,null,null,null,null,null,null,null,null,null,null,null,null,null,null,"Конвектор внутрипольный Royal Thermo ATRIUM-90/300/3000-DG-U-AU","НС-1493299","RT-A-90/300/3000-DG-U-AU",3,5,8,12,17,20,22,90,300,3000,"DG","U","AU",{"$f":"IF((IFERROR(IF(VLOOKUP(AK1045,X:Y,2,0)=TRUE,1,0),0)+IFERROR(IF(VLOOKUP(AL1045,X:Y,2,0)=TRUE,1,0),0)+IFERROR(IF(VLOOKUP(AN1045,X:Y,2,0)=TRUE,1,0),0)+IFERROR(IF(VLOOKUP(AO1045,X:Y,2,0)=TRUE,1,0),0)+IFERROR(IF(VLOOKUP(AP1045,X:Y,2,0)=TRUE,1,0),0)+IF(AND(AM1045>=Калькулятор!$C$14,AM1045<=Калькулятор!$E$14),1,0)+IF(OR(AND(AS1045>=Калькулятор!$C$11,AS1045<=IF(ISBLANK(Калькулятор!$E$11),100000,Калькулятор!$E$11)),Калькулятор!$C$11&Калькулятор!$E$11=\"\"),1,0))=7,1,0)","v":0},{"$f":"SUM(AQ$2:AQ1045)","v":240},{"$f":"IF(Калькулятор!$F$8<>70,ROUND(INDEX($C$6:$V$17,MATCH(AM1045,$B$6:$B$17,0),MATCH(AK1045&AL1045,$C$2:$V$2,0))*(Калькулятор!$F$8/70)^справочно!$Y$2,0),ROUND(INDEX($C$6:$V$17,MATCH(AM1045,$B$6:$B$17,0),MATCH(AK1045&AL1045,$C$2:$V$2,0)),0))","v":1599},"ЗО",{"$f":"3.6*AV1045/(4.19*(Калькулятор!$C$8-Калькулятор!$D$8))","v":137.41861575178996},{"$f":"IF(Калькулятор!$F$8<>70,INDEX($C$6:$V$17,MATCH(AM1045,$B$6:$B$17,0),MATCH(AK1045&AL1045,$C$2:$V$2,0))*(Калькулятор!$F$8/70)^справочно!$Y$2,INDEX($C$6:$V$17,MATCH(AM1045,$B$6:$B$17,0),MATCH(AK1045&AL1045,$C$2:$V$2,0)))","v":1599.4}]
[null,null,null,null,null,null,null,null,null,null,null,null,null,null,null,null,null,null,null,null,null,null,null,null,null,null,"Конвектор внутрипольный Royal Thermo ATRIUM-90/400/800-DG-U-AU","НС-1493313","RT-A-90/400/800-DG-U-AU",3,5,8,12,16,19,21,90,400,800,"DG","U","AU",{"$f":"IF((IFERROR(IF(VLOOKUP(AK1046,X:Y,2,0)=TRUE,1,0),0)+IFERROR(IF(VLOOKUP(AL1046,X:Y,2,0)=TRUE,1,0),0)+IFERROR(IF(VLOOKUP(AN1046,X:Y,2,0)=TRUE,1,0),0)+IFERROR(IF(VLOOKUP(AO1046,X:Y,2,0)=TRUE,1,0),0)+IFERROR(IF(VLOOKUP(AP1046,X:Y,2,0)=TRUE,1,0),0)+IF(AND(AM1046>=Калькулятор!$C$14,AM1046<=Калькулятор!$E$14),1,0)+IF(OR(AND(AS1046>=Калькулятор!$C$11,AS1046<=IF(ISBLANK(Калькулятор!$E$11),100000,Калькулятор!$E$11)),Калькулятор!$C$11&Калькулятор!$E$11=\"\"),1,0))=7,1,0)","v":0},{"$f":"SUM(AQ$2:AQ1046)","v":240},{"$f":"IF(Калькулятор!$F$8<>70,ROUND(INDEX($C$6:$V$17,MATCH(AM1046,$B$6:$B$17,0),MATCH(AK1046&AL1046,$C$2:$V$2,0))*(Калькулятор!$F$8/70)^справочно!$Y$2,0),ROUND(INDEX($C$6:$V$17,MATCH(AM1046,$B$6:$B$17,0),MATCH(AK1046&AL1046,$C$2:$V$2,0)),0))","v":516},"ЗО",{"$f":"3.6*AV1046/(4.19*(Калькулятор!$C$8-Калькулятор!$D$8))","v":44.3255369928401},{"$f":"IF(Калькулятор!$F$8<>70,INDEX($C$6:$V$17,MATCH(AM1046,$B$6:$B$17,0),MATCH(AK1046&AL1046,$C$2:$V$2,0))*(Калькулятор!$F$8/70)^справочно!$Y$2,INDEX($C$6:$V$17,MATCH(AM1046,$B$6:$B$17,0),MATCH(AK1046&AL1046,$C$2:$V$2,0)))","v":515.90000000000009}]
[null,null,null,null,null,null,null,null,null,null,null,null,null,null,null,null,null,null,null,null,null,null,null,null,null,null,"Конвектор внутрипольный Royal Thermo ATRIUM-90/400/1000-DG-U-AU","НС-1493302","RT-A-90/400/1000-DG-U-AU",3,5,8,12,17,20,22,90,400,1000,"DG","U","AU",{"$f":"IF((IFERROR(IF(VLOOKUP(AK1047,X:Y,2,0)=TRUE,1,0),0)+IFERROR(IF(VLOOKUP(AL1047,X:Y,2,0)=TRUE,1,0),0)+IFERROR(IF(VLOOKUP(AN1047,X:Y,2,0)=TRUE,1,0),0)+IFERROR(IF(VLOOKUP(AO1047,X:Y,2,0)=TRUE,1,0),0)+IFERROR(IF(VLOOKUP(AP1047,X:Y,2,0)=TRUE,1,0),0)+IF(AND(AM1047>=Калькулятор!$C$14,AM1047<=Калькулятор!$E$14),1,0)+IF(OR(AND(AS1047>=Калькулятор!$C$11,AS1047<=IF(ISBLANK(Калькулятор!$E$11),100000,Калькулятор!$E$11)),Калькулятор!$C$11&Калькулятор!$E$11=\"\"),1,0))=7,1,0)","v":0},{"$f":"SUM(AQ$2:AQ1047)","v":240},{"$f":"IF(Калькулятор!$F$8<>70,ROUND(INDEX($C$6:$V$17,MATCH(AM1047,$B$6:$B$17,0),MATCH(AK1047&AL1047,$C$2:$V$2,0))*(Калькулятор!$F$8/70)^справочно!$Y$2,0),ROUND(INDEX($C$6:$V$17,MATCH(AM1047,$B$6:$B$17,0),MATCH(AK1047&AL1047,$C$2:$V$2,0)),0))","v":671},"ЗО",{"$f":"3.6*AV1047/(4.19*(Калькулятор!$C$8-Калькулятор!$D$8))","v":57.651551312649154},{"$f":"IF(Калькулятор!$F$8<>70,INDEX($C$6:$V$17,MATCH(AM1047,$B$6:$B$17,0),MATCH(AK1047&AL1047,$C$2:$V$2,0))*(Калькулятор!$F$8/70)^справочно!$Y$2,INDEX($C$6:$V$17,MATCH(AM1047,$B$6:$B$17,0),MATCH(AK1047&AL1047,$C$2:$V$2,0)))","v":671}]
[null,null,null,null,null,null,null,null,null,null,null,null,null,null,null,null,null,null,null,null,null,null,null,null,null,null,"Конвектор внутрипольный Royal Thermo ATRIUM-90/400/1200-DG-U-AU","НС-1493303","RT-A-90/400/1200-DG-U-AU",3,5,8,12,17,20,22,90,400,1200,"DG","U","AU",{"$f":"IF((IFERROR(IF(VLOOKUP(AK1048,X:Y,2,0)=TRUE,1,0),0)+IFERROR(IF(VLOOKUP(AL1048,X:Y,2,0)=TRUE,1,0),0)+IFERROR(IF(VLOOKUP(AN1048,X:Y,2,0)=TRUE,1,0),0)+IFERROR(IF(VLOOKUP(AO1048,X:Y,2,0)=TRUE,1,0),0)+IFERROR(IF(VLOOKUP(AP1048,X:Y,2,0)=TRUE,1,0),0)+IF(AND(AM1048>=Калькулятор!$C$14,AM1048<=Калькулятор!$E$14),1,0)+IF(OR(AND(AS1048>=Калькулятор!$C$11,AS1048<=IF(ISBLANK(Калькулятор!$E$11),100000,Калькулятор!$E$11)),Калькулятор!$C$11&Калькулятор!$E$11=\"\"),1,0))=7,1,0)","v":0},{"$f":"SUM(AQ$2:AQ1048)","v":240},{"$f":"IF(Калькулятор!$F$8<>70,ROUND(INDEX($C$6:$V$17,MATCH(AM1048,$B$6:$B$17,0),MATCH(AK1048&AL1048,$C$2:$V$2,0))*(Калькулятор!$F$8/70)^справочно!$Y$2,0),ROUND(INDEX($C$6:$V$17,MATCH(AM1048,$B$6:$B$17,0),MATCH(AK1048&AL1048,$C$2:$V$2,0)),0))","v":826},"ЗО",{"$f":"3.6*AV1048/(4.19*(Калькулятор!$C$8-Калькулятор!$D$8))","v":70.977565632458223},{"$f":"IF(Калькулятор!$F$8<>70,INDEX($C$6:$V$17,MATCH(AM1048,$B$6:$B$17,0),MATCH(AK1048&AL1048,$C$2:$V$2,0))*(Калькулятор!$F$8/70)^справочно!$Y$2,INDEX($C$6:$V$17,MATCH(AM1048,$B$6:$B$17,0),MATCH(AK1048&AL1048,$C$2:$V$2,0)))","v":826.1}]
[null,null,null,null,null,null,null,null,null,null,null,null,null,null,null,null,null,null,null,null,null,null,null,null,null,null,"Конвектор внутрипольный Royal Thermo ATRIUM-90/400/1400-DG-U-AU","НС-1493304","RT-A-90/400/1400-DG-U-AU",3,5,8,12,17,20,22,90,400,1400,"DG","U","AU",{"$f":"IF((IFERROR(IF(VLOOKUP(AK1049,X:Y,2,0)=TRUE,1,0),0)+IFERROR(IF(VLOOKUP(AL1049,X:Y,2,0)=TRUE,1,0),0)+IFERROR(IF(VLOOKUP(AN1049,X:Y,2,0)=TRUE,1,0),0)+IFERROR(IF(VLOOKUP(AO1049,X:Y,2,0)=TRUE,1,0),0)+IFERROR(IF(VLOOKUP(AP1049,X:Y,2,0)=TRUE,1,0),0)+IF(AND(AM1049>=Калькулятор!$C$14,AM1049<=Калькулятор!$E$14),1,0)+IF(OR(AND(AS1049>=Калькулятор!$C$11,AS1049<=IF(ISBLANK(Калькулятор!$E$11),100000,Калькулятор!$E$11)),Калькулятор!$C$11&Калькулятор!$E$11=\"\"),1,0))=7,1,0)","v":0},{"$f":"SUM(AQ$2:AQ1049)","v":240},{"$f":"IF(Калькулятор!$F$8<>70,ROUND(INDEX($C$6:$V$17,MATCH(AM1049,$B$6:$B$17,0),MATCH(AK1049&AL1049,$C$2:$V$2,0))*(Калькулятор!$F$8/70)^справочно!$Y$2,0),ROUND(INDEX($C$6:$V$17,MATCH(AM1049,$B$6:$B$17,0),MATCH(AK1049&AL1049,$C$2:$V$2,0)),0))","v":977},"ЗО",{"$f":"3.6*AV1049/(4.19*(Калькулятор!$C$8-Калькулятор!$D$8))","v":83.925536992840094},{"$f":"IF(Калькулятор!$F$8<>70,INDEX($C$6:$V$17,MATCH(AM1049,$B$6:$B$17,0),MATCH(AK1049&AL1049,$C$2:$V$2,0))*(Калькулятор!$F$8/70)^справочно!$Y$2,INDEX($C$6:$V$17,MATCH(AM1049,$B$6:$B$17,0),MATCH(AK1049&AL1049,$C$2:$V$2,0)))","v":976.80000000000007}]
[null,null,null,null,null,null,null,null,null,null,null,null,null,null,null,null,null,null,null,null,null,null,null,null,null,null,"Конвектор внутрипольный Royal Thermo ATRIUM-90/400/1600-DG-U-AU","НС-1493305","RT-A-90/400/1600-DG-U-AU",3,5,8,12,17,20,22,90,400,1600,"DG","U","AU",{"$f":"IF((IFERROR(IF(VLOOKUP(AK1050,X:Y,2,0)=TRUE,1,0),0)+IFERROR(IF(VLOOKUP(AL1050,X:Y,2,0)=TRUE,1,0),0)+IFERROR(IF(VLOOKUP(AN1050,X:Y,2,0)=TRUE,1,0),0)+IFERROR(IF(VLOOKUP(AO1050,X:Y,2,0)=TRUE,1,0),0)+IFERROR(IF(VLOOKUP(AP1050,X:Y,2,0)=TRUE,1,0),0)+IF(AND(AM1050>=Калькулятор!$C$14,AM1050<=Калькулятор!$E$14),1,0)+IF(OR(AND(AS1050>=Калькулятор!$C$11,AS1050<=IF(ISBLANK(Калькулятор!$E$11),100000,Калькулятор!$E$11)),Калькулятор!$C$11&Калькулятор!$E$11=\"\"),1,0))=7,1,0)","v":0},{"$f":"SUM(AQ$2:AQ1050)","v":240},{"$f":"IF(Калькулятор!$F$8<>70,ROUND(INDEX($C$6:$V$17,MATCH(AM1050,$B$6:$B$17,0),MATCH(AK1050&AL1050,$C$2:$V$2,0))*(Калькулятор!$F$8/70)^справочно!$Y$2,0),ROUND(INDEX($C$6:$V$17,MATCH(AM1050,$B$6:$B$17,0),MATCH(AK1050&AL1050,$C$2:$V$2,0)),0))","v":1135},"ЗО",{"$f":"3.6*AV1050/(4.19*(Калькулятор!$C$8-Калькулятор!$D$8))","v":97.535083532219559},{"$f":"IF(Калькулятор!$F$8<>70,INDEX($C$6:$V$17,MATCH(AM1050,$B$6:$B$17,0),MATCH(AK1050&AL1050,$C$2:$V$2,0))*(Калькулятор!$F$8/70)^справочно!$Y$2,INDEX($C$6:$V$17,MATCH(AM1050,$B$6:$B$17,0),MATCH(AK1050&AL1050,$C$2:$V$2,0)))","v":1135.2}]
[null,null,null,null,null,null,null,null,null,null,null,null,null,null,null,null,null,null,null,null,null,null,null,null,null,null,"Конвектор внутрипольный Royal Thermo ATRIUM-90/400/1800-DG-U-AU","НС-1493306","RT-A-90/400/1800-DG-U-AU",3,5,8,12,17,20,22,90,400,1800,"DG","U","AU",{"$f":"IF((IFERROR(IF(VLOOKUP(AK1051,X:Y,2,0)=TRUE,1,0),0)+IFERROR(IF(VLOOKUP(AL1051,X:Y,2,0)=TRUE,1,0),0)+IFERROR(IF(VLOOKUP(AN1051,X:Y,2,0)=TRUE,1,0),0)+IFERROR(IF(VLOOKUP(AO1051,X:Y,2,0)=TRUE,1,0),0)+IFERROR(IF(VLOOKUP(AP1051,X:Y,2,0)=TRUE,1,0),0)+IF(AND(AM1051>=Калькулятор!$C$14,AM1051<=Калькулятор!$E$14),1,0)+IF(OR(AND(AS1051>=Калькулятор!$C$11,AS1051<=IF(ISBLANK(Калькулятор!$E$11),100000,Калькулятор!$E$11)),Калькулятор!$C$11&Калькулятор!$E$11=\"\"),1,0))=7,1,0)","v":0},{"$f":"SUM(AQ$2:AQ1051)","v":240},{"$f":"IF(Калькулятор!$F$8<>70,ROUND(INDEX($C$6:$V$17,MATCH(AM1051,$B$6:$B$17,0),MATCH(AK1051&AL1051,$C$2:$V$2,0))*(Калькулятор!$F$8/70)^справочно!$Y$2,0),ROUND(INDEX($C$6:$V$17,MATCH(AM1051,$B$6:$B$17,0),MATCH(AK1051&AL1051,$C$2:$V$2,0)),0))","v":1290},"ЗО",{"$f":"3.6*AV1051/(4.19*(Калькулятор!$C$8-Калькулятор!$D$8))","v":110.86109785202865},{"$f":"IF(Калькулятор!$F$8<>70,INDEX($C$6:$V$17,MATCH(AM1051,$B$6:$B$17,0),MATCH(AK1051&AL1051,$C$2:$V$2,0))*(Калькулятор!$F$8/70)^справочно!$Y$2,INDEX($C$6:$V$17,MATCH(AM1051,$B$6:$B$17,0),MATCH(AK1051&AL1051,$C$2:$V$2,0)))","v":1290.3000000000002}]
[null,null,null,null,null,null,null,null,null,null,null,null,null,null,null,null,null,null,null,null,null,null,null,null,null,null,"Конвектор внутрипольный Royal Thermo ATRIUM-90/400/2000-DG-U-AU","НС-1493307","RT-A-90/400/2000-DG-U-AU",3,5,8,12,17,20,22,90,400,2000,"DG","U","AU",{"$f":"IF((IFERROR(IF(VLOOKUP(AK1052,X:Y,2,0)=TRUE,1,0),0)+IFERROR(IF(VLOOKUP(AL1052,X:Y,2,0)=TRUE,1,0),0)+IFERROR(IF(VLOOKUP(AN1052,X:Y,2,0)=TRUE,1,0),0)+IFERROR(IF(VLOOKUP(AO1052,X:Y,2,0)=TRUE,1,0),0)+IFERROR(IF(VLOOKUP(AP1052,X:Y,2,0)=TRUE,1,0),0)+IF(AND(AM1052>=Калькулятор!$C$14,AM1052<=Калькулятор!$E$14),1,0)+IF(OR(AND(AS1052>=Калькулятор!$C$11,AS1052<=IF(ISBLANK(Калькулятор!$E$11),100000,Калькулятор!$E$11)),Калькулятор!$C$11&Калькулятор!$E$11=\"\"),1,0))=7,1,0)","v":0},{"$f":"SUM(AQ$2:AQ1052)","v":240},{"$f":"IF(Калькулятор!$F$8<>70,ROUND(INDEX($C$6:$V$17,MATCH(AM1052,$B$6:$B$17,0),MATCH(AK1052&AL1052,$C$2:$V$2,0))*(Калькулятор!$F$8/70)^справочно!$Y$2,0),ROUND(INDEX($C$6:$V$17,MATCH(AM1052,$B$6:$B$17,0),MATCH(AK1052&AL1052,$C$2:$V$2,0)),0))","v":1445},"ЗО",{"$f":"3.6*AV1052/(4.19*(Калькулятор!$C$8-Калькулятор!$D$8))","v":124.18711217183771},{"$f":"IF(Калькулятор!$F$8<>70,INDEX($C$6:$V$17,MATCH(AM1052,$B$6:$B$17,0),MATCH(AK1052&AL1052,$C$2:$V$2,0))*(Калькулятор!$F$8/70)^справочно!$Y$2,INDEX($C$6:$V$17,MATCH(AM1052,$B$6:$B$17,0),MATCH(AK1052&AL1052,$C$2:$V$2,0)))","v":1445.4}]
[null,null,null,null,null,null,null,null,null,null,null,null,null,null,null,null,null,null,null,null,null,null,null,null,null,null,"Конвектор внутрипольный Royal Thermo ATRIUM-90/400/2200-DG-U-AU","НС-1493308","RT-A-90/400/2200-DG-U-AU",3,5,8,12,17,20,22,90,400,2200,"DG","U","AU",{"$f":"IF((IFERROR(IF(VLOOKUP(AK1053,X:Y,2,0)=TRUE,1,0),0)+IFERROR(IF(VLOOKUP(AL1053,X:Y,2,0)=TRUE,1,0),0)+IFERROR(IF(VLOOKUP(AN1053,X:Y,2,0)=TRUE,1,0),0)+IFERROR(IF(VLOOKUP(AO1053,X:Y,2,0)=TRUE,1,0),0)+IFERROR(IF(VLOOKUP(AP1053,X:Y,2,0)=TRUE,1,0),0)+IF(AND(AM1053>=Калькулятор!$C$14,AM1053<=Калькулятор!$E$14),1,0)+IF(OR(AND(AS1053>=Калькулятор!$C$11,AS1053<=IF(ISBLANK(Калькулятор!$E$11),100000,Калькулятор!$E$11)),Калькулятор!$C$11&Калькулятор!$E$11=\"\"),1,0))=7,1,0)","v":0},{"$f":"SUM(AQ$2:AQ1053)","v":240},{"$f":"IF(Калькулятор!$F$8<>70,ROUND(INDEX($C$6:$V$17,MATCH(AM1053,$B$6:$B$17,0),MATCH(AK1053&AL1053,$C$2:$V$2,0))*(Калькулятор!$F$8/70)^справочно!$Y$2,0),ROUND(INDEX($C$6:$V$17,MATCH(AM1053,$B$6:$B$17,0),MATCH(AK1053&AL1053,$C$2:$V$2,0)),0))","v":1599},"ЗО",{"$f":"3.6*AV1053/(4.19*(Калькулятор!$C$8-Калькулятор!$D$8))","v":137.41861575178996},{"$f":"IF(Калькулятор!$F$8<>70,INDEX($C$6:$V$17,MATCH(AM1053,$B$6:$B$17,0),MATCH(AK1053&AL1053,$C$2:$V$2,0))*(Калькулятор!$F$8/70)^справочно!$Y$2,INDEX($C$6:$V$17,MATCH(AM1053,$B$6:$B$17,0),MATCH(AK1053&AL1053,$C$2:$V$2,0)))","v":1599.4}]
[null,null,null,null,null,null,null,null,null,null,null,null,null,null,null,null,null,null,null,null,null,null,null,null,null,null,"Конвектор внутрипольный Royal Thermo ATRIUM-90/400/2400-DG-U-AU","НС-1493309","RT-A-90/400/2400-DG-U-AU",3,5,8,12,17,20,22,90,400,2400,"DG","U","AU",{"$f":"IF((IFERROR(IF(VLOOKUP(AK1054,X:Y,2,0)=TRUE,1,0),0)+IFERROR(IF(VLOOKUP(AL1054,X:Y,2,0)=TRUE,1,0),0)+IFERROR(IF(VLOOKUP(AN1054,X:Y,2,0)=TRUE,1,0),0)+IFERROR(IF(VLOOKUP(AO1054,X:Y,2,0)=TRUE,1,0),0)+IFERROR(IF(VLOOKUP(AP1054,X:Y,2,0)=TRUE,1,0),0)+IF(AND(AM1054>=Калькулятор!$C$14,AM1054<=Калькулятор!$E$14),1,0)+IF(OR(AND(AS1054>=Калькулятор!$C$11,AS1054<=IF(ISBLANK(Калькулятор!$E$11),100000,Калькулятор!$E$11)),Калькулятор!$C$11&Калькулятор!$E$11=\"\"),1,0))=7,1,0)","v":0},{"$f":"SUM(AQ$2:AQ1054)","v":240},{"$f":"IF(Калькулятор!$F$8<>70,ROUND(INDEX($C$6:$V$17,MATCH(AM1054,$B$6:$B$17,0),MATCH(AK1054&AL1054,$C$2:$V$2,0))*(Калькулятор!$F$8/70)^справочно!$Y$2,0),ROUND(INDEX($C$6:$V$17,MATCH(AM1054,$B$6:$B$17,0),MATCH(AK1054&AL1054,$C$2:$V$2,0)),0))","v":1755},"ЗО",{"$f":"3.6*AV1054/(4.19*(Калькулятор!$C$8-Калькулятор!$D$8))","v":150.74463007159903},{"$f":"IF(Калькулятор!$F$8<>70,INDEX($C$6:$V$17,MATCH(AM1054,$B$6:$B$17,0),MATCH(AK1054&AL1054,$C$2:$V$2,0))*(Калькулятор!$F$8/70)^справочно!$Y$2,INDEX($C$6:$V$17,MATCH(AM1054,$B$6:$B$17,0),MATCH(AK1054&AL1054,$C$2:$V$2,0)))","v":1754.5000000000002}]
[null,null,null,null,null,null,null,null,null,null,null,null,null,null,null,null,null,null,null,null,null,null,null,null,null,null,"Конвектор внутрипольный Royal Thermo ATRIUM-90/400/2600-DG-U-AU","НС-1493310","RT-A-90/400/2600-DG-U-AU",3,5,8,12,17,20,22,90,400,2600,"DG","U","AU",{"$f":"IF((IFERROR(IF(VLOOKUP(AK1055,X:Y,2,0)=TRUE,1,0),0)+IFERROR(IF(VLOOKUP(AL1055,X:Y,2,0)=TRUE,1,0),0)+IFERROR(IF(VLOOKUP(AN1055,X:Y,2,0)=TRUE,1,0),0)+IFERROR(IF(VLOOKUP(AO1055,X:Y,2,0)=TRUE,1,0),0)+IFERROR(IF(VLOOKUP(AP1055,X:Y,2,0)=TRUE,1,0),0)+IF(AND(AM1055>=Калькулятор!$C$14,AM1055<=Калькулятор!$E$14),1,0)+IF(OR(AND(AS1055>=Калькулятор!$C$11,AS1055<=IF(ISBLANK(Калькулятор!$E$11),100000,Калькулятор!$E$11)),Калькулятор!$C$11&Калькулятор!$E$11=\"\"),1,0))=7,1,0)","v":0},{"$f":"SUM(AQ$2:AQ1055)","v":240},{"$f":"IF(Калькулятор!$F$8<>70,ROUND(INDEX($C$6:$V$17,MATCH(AM1055,$B$6:$B$17,0),MATCH(AK1055&AL1055,$C$2:$V$2,0))*(Калькулятор!$F$8/70)^справочно!$Y$2,0),ROUND(INDEX($C$6:$V$17,MATCH(AM1055,$B$6:$B$17,0),MATCH(AK1055&AL1055,$C$2:$V$2,0)),0))","v":1910},"ЗО",{"$f":"3.6*AV1055/(4.19*(Калькулятор!$C$8-Калькулятор!$D$8))","v":164.07064439140811},{"$f":"IF(Калькулятор!$F$8<>70,INDEX($C$6:$V$17,MATCH(AM1055,$B$6:$B$17,0),MATCH(AK1055&AL1055,$C$2:$V$2,0))*(Калькулятор!$F$8/70)^справочно!$Y$2,INDEX($C$6:$V$17,MATCH(AM1055,$B$6:$B$17,0),MATCH(AK1055&AL1055,$C$2:$V$2,0)))","v":1909.6000000000001}]
[null,null,null,null,null,null,null,null,null,null,null,null,null,null,null,null,null,null,null,null,null,null,null,null,null,null,"Конвектор внутрипольный Royal Thermo ATRIUM-90/400/2800-DG-U-AU","НС-1493311","RT-A-90/400/2800-DG-U-AU",3,5,8,12,17,20,22,90,400,2800,"DG","U","AU",{"$f":"IF((IFERROR(IF(VLOOKUP(AK1056,X:Y,2,0)=TRUE,1,0),0)+IFERROR(IF(VLOOKUP(AL1056,X:Y,2,0)=TRUE,1,0),0)+IFERROR(IF(VLOOKUP(AN1056,X:Y,2,0)=TRUE,1,0),0)+IFERROR(IF(VLOOKUP(AO1056,X:Y,2,0)=TRUE,1,0),0)+IFERROR(IF(VLOOKUP(AP1056,X:Y,2,0)=TRUE,1,0),0)+IF(AND(AM1056>=Калькулятор!$C$14,AM1056<=Калькулятор!$E$14),1,0)+IF(OR(AND(AS1056>=Калькулятор!$C$11,AS1056<=IF(ISBLANK(Калькулятор!$E$11),100000,Калькулятор!$E$11)),Калькулятор!$C$11&Калькулятор!$E$11=\"\"),1,0))=7,1,0)","v":0},{"$f":"SUM(AQ$2:AQ1056)","v":240},{"$f":"IF(Калькулятор!$F$8<>70,ROUND(INDEX($C$6:$V$17,MATCH(AM1056,$B$6:$B$17,0),MATCH(AK1056&AL1056,$C$2:$V$2,0))*(Калькулятор!$F$8/70)^справочно!$Y$2,0),ROUND(INDEX($C$6:$V$17,MATCH(AM1056,$B$6:$B$17,0),MATCH(AK1056&AL1056,$C$2:$V$2,0)),0))","v":2064},"ЗО",{"$f":"3.6*AV1056/(4.19*(Калькулятор!$C$8-Калькулятор!$D$8))","v":177.3021479713604},{"$f":"IF(Калькулятор!$F$8<>70,INDEX($C$6:$V$17,MATCH(AM1056,$B$6:$B$17,0),MATCH(AK1056&AL1056,$C$2:$V$2,0))*(Калькулятор!$F$8/70)^справочно!$Y$2,INDEX($C$6:$V$17,MATCH(AM1056,$B$6:$B$17,0),MATCH(AK1056&AL1056,$C$2:$V$2,0)))","v":2063.6000000000004}]
[null,null,null,null,null,null,null,null,null,null,null,null,null,null,null,null,null,null,null,null,null,null,null,null,null,null,"Конвектор внутрипольный Royal Thermo ATRIUM-90/400/3000-DG-U-AU","НС-1493312","RT-A-90/400/3000-DG-U-AU",3,5,8,12,17,20,22,90,400,3000,"DG","U","AU",{"$f":"IF((IFERROR(IF(VLOOKUP(AK1057,X:Y,2,0)=TRUE,1,0),0)+IFERROR(IF(VLOOKUP(AL1057,X:Y,2,0)=TRUE,1,0),0)+IFERROR(IF(VLOOKUP(AN1057,X:Y,2,0)=TRUE,1,0),0)+IFERROR(IF(VLOOKUP(AO1057,X:Y,2,0)=TRUE,1,0),0)+IFERROR(IF(VLOOKUP(AP1057,X:Y,2,0)=TRUE,1,0),0)+IF(AND(AM1057>=Калькулятор!$C$14,AM1057<=Калькулятор!$E$14),1,0)+IF(OR(AND(AS1057>=Калькулятор!$C$11,AS1057<=IF(ISBLANK(Калькулятор!$E$11),100000,Калькулятор!$E$11)),Калькулятор!$C$11&Калькулятор!$E$11=\"\"),1,0))=7,1,0)","v":0},{"$f":"SUM(AQ$2:AQ1057)","v":240},{"$f":"IF(Калькулятор!$F$8<>70,ROUND(INDEX($C$6:$V$17,MATCH(AM1057,$B$6:$B$17,0),MATCH(AK1057&AL1057,$C$2:$V$2,0))*(Калькулятор!$F$8/70)^справочно!$Y$2,0),ROUND(INDEX($C$6:$V$17,MATCH(AM1057,$B$6:$B$17,0),MATCH(AK1057&AL1057,$C$2:$V$2,0)),0))","v":2219},"ЗО",{"$f":"3.6*AV1057/(4.19*(Калькулятор!$C$8-Калькулятор!$D$8))","v":190.62816229116947},{"$f":"IF(Калькулятор!$F$8<>70,INDEX($C$6:$V$17,MATCH(AM1057,$B$6:$B$17,0),MATCH(AK1057&AL1057,$C$2:$V$2,0))*(Калькулятор!$F$8/70)^справочно!$Y$2,INDEX($C$6:$V$17,MATCH(AM1057,$B$6:$B$17,0),MATCH(AK1057&AL1057,$C$2:$V$2,0)))","v":2218.7000000000003}]
[null,null,null,null,null,null,null,null,null,null,null,null,null,null,null,null,null,null,null,null,null,null,null,null,null,null,"Конвектор внутрипольный Royal Thermo ATRIUM-110/200/800-DG-U-AU","НС-1493066","RT-A-110/200/800-DG-U-AU",3,5,9,13,17,20,22,110,200,800,"DG","U","AU",{"$f":"IF((IFERROR(IF(VLOOKUP(AK1058,X:Y,2,0)=TRUE,1,0),0)+IFERROR(IF(VLOOKUP(AL1058,X:Y,2,0)=TRUE,1,0),0)+IFERROR(IF(VLOOKUP(AN1058,X:Y,2,0)=TRUE,1,0),0)+IFERROR(IF(VLOOKUP(AO1058,X:Y,2,0)=TRUE,1,0),0)+IFERROR(IF(VLOOKUP(AP1058,X:Y,2,0)=TRUE,1,0),0)+IF(AND(AM1058>=Калькулятор!$C$14,AM1058<=Калькулятор!$E$14),1,0)+IF(OR(AND(AS1058>=Калькулятор!$C$11,AS1058<=IF(ISBLANK(Калькулятор!$E$11),100000,Калькулятор!$E$11)),Калькулятор!$C$11&Калькулятор!$E$11=\"\"),1,0))=7,1,0)","v":0},{"$f":"SUM(AQ$2:AQ1058)","v":240},{"$f":"IF(Калькулятор!$F$8<>70,ROUND(INDEX($C$6:$V$17,MATCH(AM1058,$B$6:$B$17,0),MATCH(AK1058&AL1058,$C$2:$V$2,0))*(Калькулятор!$F$8/70)^справочно!$Y$2,0),ROUND(INDEX($C$6:$V$17,MATCH(AM1058,$B$6:$B$17,0),MATCH(AK1058&AL1058,$C$2:$V$2,0)),0))","v":279},"ЗО",{"$f":"3.6*AV1058/(4.19*(Калькулятор!$C$8-Калькулятор!$D$8))","v":24.005727923627685},{"$f":"IF(Калькулятор!$F$8<>70,INDEX($C$6:$V$17,MATCH(AM1058,$B$6:$B$17,0),MATCH(AK1058&AL1058,$C$2:$V$2,0))*(Калькулятор!$F$8/70)^справочно!$Y$2,INDEX($C$6:$V$17,MATCH(AM1058,$B$6:$B$17,0),MATCH(AK1058&AL1058,$C$2:$V$2,0)))","v":279.40000000000003}]
[null,null,null,null,null,null,null,null,null,null,null,null,null,null,null,null,null,null,null,null,null,null,null,null,null,null,"Конвектор внутрипольный Royal Thermo ATRIUM-110/200/1000-DG-U-AU","НС-1493055","RT-A-110/200/1000-DG-U-AU",3,5,9,13,18,21,23,110,200,1000,"DG","U","AU",{"$f":"IF((IFERROR(IF(VLOOKUP(AK1059,X:Y,2,0)=TRUE,1,0),0)+IFERROR(IF(VLOOKUP(AL1059,X:Y,2,0)=TRUE,1,0),0)+IFERROR(IF(VLOOKUP(AN1059,X:Y,2,0)=TRUE,1,0),0)+IFERROR(IF(VLOOKUP(AO1059,X:Y,2,0)=TRUE,1,0),0)+IFERROR(IF(VLOOKUP(AP1059,X:Y,2,0)=TRUE,1,0),0)+IF(AND(AM1059>=Калькулятор!$C$14,AM1059<=Калькулятор!$E$14),1,0)+IF(OR(AND(AS1059>=Калькулятор!$C$11,AS1059<=IF(ISBLANK(Калькулятор!$E$11),100000,Калькулятор!$E$11)),Калькулятор!$C$11&Калькулятор!$E$11=\"\"),1,0))=7,1,0)","v":0},{"$f":"SUM(AQ$2:AQ1059)","v":240},{"$f":"IF(Калькулятор!$F$8<>70,ROUND(INDEX($C$6:$V$17,MATCH(AM1059,$B$6:$B$17,0),MATCH(AK1059&AL1059,$C$2:$V$2,0))*(Калькулятор!$F$8/70)^справочно!$Y$2,0),ROUND(INDEX($C$6:$V$17,MATCH(AM1059,$B$6:$B$17,0),MATCH(AK1059&AL1059,$C$2:$V$2,0)),0))","v":384},"-",{"$f":"3.6*AV1059/(4.19*(Калькулятор!$C$8-Калькулятор!$D$8))","v":32.984248210023864},{"$f":"IF(Калькулятор!$F$8<>70,INDEX($C$6:$V$17,MATCH(AM1059,$B$6:$B$17,0),MATCH(AK1059&AL1059,$C$2:$V$2,0))*(Калькулятор!$F$8/70)^справочно!$Y$2,INDEX($C$6:$V$17,MATCH(AM1059,$B$6:$B$17,0),MATCH(AK1059&AL1059,$C$2:$V$2,0)))","v":383.90000000000003}]
[null,null,null,null,null,null,null,null,null,null,null,null,null,null,null,null,null,null,null,null,null,null,null,null,null,null,"Конвектор внутрипольный Royal Thermo ATRIUM-110/200/1200-DG-U-AU","НС-1493056","RT-A-110/200/1200-DG-U-AU",3,5,9,13,18,21,23,110,200,1200,"DG","U","AU",{"$f":"IF((IFERROR(IF(VLOOKUP(AK1060,X:Y,2,0)=TRUE,1,0),0)+IFERROR(IF(VLOOKUP(AL1060,X:Y,2,0)=TRUE,1,0),0)+IFERROR(IF(VLOOKUP(AN1060,X:Y,2,0)=TRUE,1,0),0)+IFERROR(IF(VLOOKUP(AO1060,X:Y,2,0)=TRUE,1,0),0)+IFERROR(IF(VLOOKUP(AP1060,X:Y,2,0)=TRUE,1,0),0)+IF(AND(AM1060>=Калькулятор!$C$14,AM1060<=Калькулятор!$E$14),1,0)+IF(OR(AND(AS1060>=Калькулятор!$C$11,AS1060<=IF(ISBLANK(Калькулятор!$E$11),100000,Калькулятор!$E$11)),Калькулятор!$C$11&Калькулятор!$E$11=\"\"),1,0))=7,1,0)","v":0},{"$f":"SUM(AQ$2:AQ1060)","v":240},{"$f":"IF(Калькулятор!$F$8<>70,ROUND(INDEX($C$6:$V$17,MATCH(AM1060,$B$6:$B$17,0),MATCH(AK1060&AL1060,$C$2:$V$2,0))*(Калькулятор!$F$8/70)^справочно!$Y$2,0),ROUND(INDEX($C$6:$V$17,MATCH(AM1060,$B$6:$B$17,0),MATCH(AK1060&AL1060,$C$2:$V$2,0)),0))","v":490},"-",{"$f":"3.6*AV1060/(4.19*(Калькулятор!$C$8-Калькулятор!$D$8))","v":42.057279236276848},{"$f":"IF(Калькулятор!$F$8<>70,INDEX($C$6:$V$17,MATCH(AM1060,$B$6:$B$17,0),MATCH(AK1060&AL1060,$C$2:$V$2,0))*(Калькулятор!$F$8/70)^справочно!$Y$2,INDEX($C$6:$V$17,MATCH(AM1060,$B$6:$B$17,0),MATCH(AK1060&AL1060,$C$2:$V$2,0)))","v":489.50000000000006}]
[null,null,null,null,null,null,null,null,null,null,null,null,null,null,null,null,null,null,null,null,null,null,null,null,null,null,"Конвектор внутрипольный Royal Thermo ATRIUM-110/200/1400-DG-U-AU","НС-1493057","RT-A-110/200/1400-DG-U-AU",3,5,9,13,18,21,23,110,200,1400,"DG","U","AU",{"$f":"IF((IFERROR(IF(VLOOKUP(AK1061,X:Y,2,0)=TRUE,1,0),0)+IFERROR(IF(VLOOKUP(AL1061,X:Y,2,0)=TRUE,1,0),0)+IFERROR(IF(VLOOKUP(AN1061,X:Y,2,0)=TRUE,1,0),0)+IFERROR(IF(VLOOKUP(AO1061,X:Y,2,0)=TRUE,1,0),0)+IFERROR(IF(VLOOKUP(AP1061,X:Y,2,0)=TRUE,1,0),0)+IF(AND(AM1061>=Калькулятор!$C$14,AM1061<=Калькулятор!$E$14),1,0)+IF(OR(AND(AS1061>=Калькулятор!$C$11,AS1061<=IF(ISBLANK(Калькулятор!$E$11),100000,Калькулятор!$E$11)),Калькулятор!$C$11&Калькулятор!$E$11=\"\"),1,0))=7,1,0)","v":0},{"$f":"SUM(AQ$2:AQ1061)","v":240},{"$f":"IF(Калькулятор!$F$8<>70,ROUND(INDEX($C$6:$V$17,MATCH(AM1061,$B$6:$B$17,0),MATCH(AK1061&AL1061,$C$2:$V$2,0))*(Калькулятор!$F$8/70)^справочно!$Y$2,0),ROUND(INDEX($C$6:$V$17,MATCH(AM1061,$B$6:$B$17,0),MATCH(AK1061&AL1061,$C$2:$V$2,0)),0))","v":595},"-",{"$f":"3.6*AV1061/(4.19*(Калькулятор!$C$8-Калькулятор!$D$8))","v":51.130310262529832},{"$f":"IF(Калькулятор!$F$8<>70,INDEX($C$6:$V$17,MATCH(AM1061,$B$6:$B$17,0),MATCH(AK1061&AL1061,$C$2:$V$2,0))*(Калькулятор!$F$8/70)^справочно!$Y$2,INDEX($C$6:$V$17,MATCH(AM1061,$B$6:$B$17,0),MATCH(AK1061&AL1061,$C$2:$V$2,0)))","v":595.1}]
[null,null,null,null,null,null,null,null,null,null,null,null,null,null,null,null,null,null,null,null,null,null,null,null,null,null,"Конвектор внутрипольный Royal Thermo ATRIUM-110/200/1600-DG-U-AU","НС-1493058","RT-A-110/200/1600-DG-U-AU",3,5,9,13,18,21,23,110,200,1600,"DG","U","AU",{"$f":"IF((IFERROR(IF(VLOOKUP(AK1062,X:Y,2,0)=TRUE,1,0),0)+IFERROR(IF(VLOOKUP(AL1062,X:Y,2,0)=TRUE,1,0),0)+IFERROR(IF(VLOOKUP(AN1062,X:Y,2,0)=TRUE,1,0),0)+IFERROR(IF(VLOOKUP(AO1062,X:Y,2,0)=TRUE,1,0),0)+IFERROR(IF(VLOOKUP(AP1062,X:Y,2,0)=TRUE,1,0),0)+IF(AND(AM1062>=Калькулятор!$C$14,AM1062<=Калькулятор!$E$14),1,0)+IF(OR(AND(AS1062>=Калькулятор!$C$11,AS1062<=IF(ISBLANK(Калькулятор!$E$11),100000,Калькулятор!$E$11)),Калькулятор!$C$11&Калькулятор!$E$11=\"\"),1,0))=7,1,0)","v":0},{"$f":"SUM(AQ$2:AQ1062)","v":240},{"$f":"IF(Калькулятор!$F$8<>70,ROUND(INDEX($C$6:$V$17,MATCH(AM1062,$B$6:$B$17,0),MATCH(AK1062&AL1062,$C$2:$V$2,0))*(Калькулятор!$F$8/70)^справочно!$Y$2,0),ROUND(INDEX($C$6:$V$17,MATCH(AM1062,$B$6:$B$17,0),MATCH(AK1062&AL1062,$C$2:$V$2,0)),0))","v":701},"-",{"$f":"3.6*AV1062/(4.19*(Калькулятор!$C$8-Калькулятор!$D$8))","v":60.203341288782816},{"$f":"IF(Калькулятор!$F$8<>70,INDEX($C$6:$V$17,MATCH(AM1062,$B$6:$B$17,0),MATCH(AK1062&AL1062,$C$2:$V$2,0))*(Калькулятор!$F$8/70)^справочно!$Y$2,INDEX($C$6:$V$17,MATCH(AM1062,$B$6:$B$17,0),MATCH(AK1062&AL1062,$C$2:$V$2,0)))","v":700.7}]
[null,null,null,null,null,null,null,null,null,null,null,null,null,null,null,null,null,null,null,null,null,null,null,null,null,null,"Конвектор внутрипольный Royal Thermo ATRIUM-110/200/1800-DG-U-AU","НС-1493059","RT-A-110/200/1800-DG-U-AU",3,5,9,13,18,21,23,110,200,1800,"DG","U","AU",{"$f":"IF((IFERROR(IF(VLOOKUP(AK1063,X:Y,2,0)=TRUE,1,0),0)+IFERROR(IF(VLOOKUP(AL1063,X:Y,2,0)=TRUE,1,0),0)+IFERROR(IF(VLOOKUP(AN1063,X:Y,2,0)=TRUE,1,0),0)+IFERROR(IF(VLOOKUP(AO1063,X:Y,2,0)=TRUE,1,0),0)+IFERROR(IF(VLOOKUP(AP1063,X:Y,2,0)=TRUE,1,0),0)+IF(AND(AM1063>=Калькулятор!$C$14,AM1063<=Калькулятор!$E$14),1,0)+IF(OR(AND(AS1063>=Калькулятор!$C$11,AS1063<=IF(ISBLANK(Калькулятор!$E$11),100000,Калькулятор!$E$11)),Калькулятор!$C$11&Калькулятор!$E$11=\"\"),1,0))=7,1,0)","v":0},{"$f":"SUM(AQ$2:AQ1063)","v":240},{"$f":"IF(Калькулятор!$F$8<>70,ROUND(INDEX($C$6:$V$17,MATCH(AM1063,$B$6:$B$17,0),MATCH(AK1063&AL1063,$C$2:$V$2,0))*(Калькулятор!$F$8/70)^справочно!$Y$2,0),ROUND(INDEX($C$6:$V$17,MATCH(AM1063,$B$6:$B$17,0),MATCH(AK1063&AL1063,$C$2:$V$2,0)),0))","v":806},"-",{"$f":"3.6*AV1063/(4.19*(Калькулятор!$C$8-Калькулятор!$D$8))","v":69.2763723150358},{"$f":"IF(Калькулятор!$F$8<>70,INDEX($C$6:$V$17,MATCH(AM1063,$B$6:$B$17,0),MATCH(AK1063&AL1063,$C$2:$V$2,0))*(Калькулятор!$F$8/70)^справочно!$Y$2,INDEX($C$6:$V$17,MATCH(AM1063,$B$6:$B$17,0),MATCH(AK1063&AL1063,$C$2:$V$2,0)))","v":806.30000000000007}]
[null,null,null,null,null,null,null,null,null,null,null,null,null,null,null,null,null,null,null,null,null,null,null,null,null,null,"Конвектор внутрипольный Royal Thermo ATRIUM-110/200/2000-DG-U-AU","НС-1493060","RT-A-110/200/2000-DG-U-AU",3,5,9,13,18,21,23,110,200,2000,"DG","U","AU",{"$f":"IF((IFERROR(IF(VLOOKUP(AK1064,X:Y,2,0)=TRUE,1,0),0)+IFERROR(IF(VLOOKUP(AL1064,X:Y,2,0)=TRUE,1,0),0)+IFERROR(IF(VLOOKUP(AN1064,X:Y,2,0)=TRUE,1,0),0)+IFERROR(IF(VLOOKUP(AO1064,X:Y,2,0)=TRUE,1,0),0)+IFERROR(IF(VLOOKUP(AP1064,X:Y,2,0)=TRUE,1,0),0)+IF(AND(AM1064>=Калькулятор!$C$14,AM1064<=Калькулятор!$E$14),1,0)+IF(OR(AND(AS1064>=Калькулятор!$C$11,AS1064<=IF(ISBLANK(Калькулятор!$E$11),100000,Калькулятор!$E$11)),Калькулятор!$C$11&Калькулятор!$E$11=\"\"),1,0))=7,1,0)","v":0},{"$f":"SUM(AQ$2:AQ1064)","v":240},{"$f":"IF(Калькулятор!$F$8<>70,ROUND(INDEX($C$6:$V$17,MATCH(AM1064,$B$6:$B$17,0),MATCH(AK1064&AL1064,$C$2:$V$2,0))*(Калькулятор!$F$8/70)^справочно!$Y$2,0),ROUND(INDEX($C$6:$V$17,MATCH(AM1064,$B$6:$B$17,0),MATCH(AK1064&AL1064,$C$2:$V$2,0)),0))","v":912},"-",{"$f":"3.6*AV1064/(4.19*(Калькулятор!$C$8-Калькулятор!$D$8))","v":78.349403341288792},{"$f":"IF(Калькулятор!$F$8<>70,INDEX($C$6:$V$17,MATCH(AM1064,$B$6:$B$17,0),MATCH(AK1064&AL1064,$C$2:$V$2,0))*(Калькулятор!$F$8/70)^справочно!$Y$2,INDEX($C$6:$V$17,MATCH(AM1064,$B$6:$B$17,0),MATCH(AK1064&AL1064,$C$2:$V$2,0)))","v":911.90000000000009}]
[null,null,null,null,null,null,null,null,null,null,null,null,null,null,null,null,null,null,null,null,null,null,null,null,null,null,"Конвектор внутрипольный Royal Thermo ATRIUM-110/200/2200-DG-U-AU","НС-1493061","RT-A-110/200/2200-DG-U-AU",3,5,9,13,18,21,23,110,200,2200,"DG","U","AU",{"$f":"IF((IFERROR(IF(VLOOKUP(AK1065,X:Y,2,0)=TRUE,1,0),0)+IFERROR(IF(VLOOKUP(AL1065,X:Y,2,0)=TRUE,1,0),0)+IFERROR(IF(VLOOKUP(AN1065,X:Y,2,0)=TRUE,1,0),0)+IFERROR(IF(VLOOKUP(AO1065,X:Y,2,0)=TRUE,1,0),0)+IFERROR(IF(VLOOKUP(AP1065,X:Y,2,0)=TRUE,1,0),0)+IF(AND(AM1065>=Калькулятор!$C$14,AM1065<=Калькулятор!$E$14),1,0)+IF(OR(AND(AS1065>=Калькулятор!$C$11,AS1065<=IF(ISBLANK(Калькулятор!$E$11),100000,Калькулятор!$E$11)),Калькулятор!$C$11&Калькулятор!$E$11=\"\"),1,0))=7,1,0)","v":0},{"$f":"SUM(AQ$2:AQ1065)","v":240},{"$f":"IF(Калькулятор!$F$8<>70,ROUND(INDEX($C$6:$V$17,MATCH(AM1065,$B$6:$B$17,0),MATCH(AK1065&AL1065,$C$2:$V$2,0))*(Калькулятор!$F$8/70)^справочно!$Y$2,0),ROUND(INDEX($C$6:$V$17,MATCH(AM1065,$B$6:$B$17,0),MATCH(AK1065&AL1065,$C$2:$V$2,0)),0))","v":1018},"-",{"$f":"3.6*AV1065/(4.19*(Калькулятор!$C$8-Калькулятор!$D$8))","v":87.422434367541769},{"$f":"IF(Калькулятор!$F$8<>70,INDEX($C$6:$V$17,MATCH(AM1065,$B$6:$B$17,0),MATCH(AK1065&AL1065,$C$2:$V$2,0))*(Калькулятор!$F$8/70)^справочно!$Y$2,INDEX($C$6:$V$17,MATCH(AM1065,$B$6:$B$17,0),MATCH(AK1065&AL1065,$C$2:$V$2,0)))","v":1017.5000000000001}]
[null,null,null,null,null,null,null,null,null,null,null,null,null,null,null,null,null,null,null,null,null,null,null,null,null,null,"Конвектор внутрипольный Royal Thermo ATRIUM-110/200/2400-DG-U-AU","НС-1493062","RT-A-110/200/2400-DG-U-AU",3,5,9,13,18,21,23,110,200,2400,"DG","U","AU",{"$f":"IF((IFERROR(IF(VLOOKUP(AK1066,X:Y,2,0)=TRUE,1,0),0)+IFERROR(IF(VLOOKUP(AL1066,X:Y,2,0)=TRUE,1,0),0)+IFERROR(IF(VLOOKUP(AN1066,X:Y,2,0)=TRUE,1,0),0)+IFERROR(IF(VLOOKUP(AO1066,X:Y,2,0)=TRUE,1,0),0)+IFERROR(IF(VLOOKUP(AP1066,X:Y,2,0)=TRUE,1,0),0)+IF(AND(AM1066>=Калькулятор!$C$14,AM1066<=Калькулятор!$E$14),1,0)+IF(OR(AND(AS1066>=Калькулятор!$C$11,AS1066<=IF(ISBLANK(Калькулятор!$E$11),100000,Калькулятор!$E$11)),Калькулятор!$C$11&Калькулятор!$E$11=\"\"),1,0))=7,1,0)","v":0},{"$f":"SUM(AQ$2:AQ1066)","v":240},{"$f":"IF(Калькулятор!$F$8<>70,ROUND(INDEX($C$6:$V$17,MATCH(AM1066,$B$6:$B$17,0),MATCH(AK1066&AL1066,$C$2:$V$2,0))*(Калькулятор!$F$8/70)^справочно!$Y$2,0),ROUND(INDEX($C$6:$V$17,MATCH(AM1066,$B$6:$B$17,0),MATCH(AK1066&AL1066,$C$2:$V$2,0)),0))","v":1123},"-",{"$f":"3.6*AV1066/(4.19*(Калькулятор!$C$8-Калькулятор!$D$8))","v":96.49546539379476},{"$f":"IF(Калькулятор!$F$8<>70,INDEX($C$6:$V$17,MATCH(AM1066,$B$6:$B$17,0),MATCH(AK1066&AL1066,$C$2:$V$2,0))*(Калькулятор!$F$8/70)^справочно!$Y$2,INDEX($C$6:$V$17,MATCH(AM1066,$B$6:$B$17,0),MATCH(AK1066&AL1066,$C$2:$V$2,0)))","v":1123.1000000000001}]
[null,null,null,null,null,null,null,null,null,null,null,null,null,null,null,null,null,null,null,null,null,null,null,null,null,null,"Конвектор внутрипольный Royal Thermo ATRIUM-110/200/2600-DG-U-AU","НС-1493063","RT-A-110/200/2600-DG-U-AU",3,5,9,13,18,21,23,110,200,2600,"DG","U","AU",{"$f":"IF((IFERROR(IF(VLOOKUP(AK1067,X:Y,2,0)=TRUE,1,0),0)+IFERROR(IF(VLOOKUP(AL1067,X:Y,2,0)=TRUE,1,0),0)+IFERROR(IF(VLOOKUP(AN1067,X:Y,2,0)=TRUE,1,0),0)+IFERROR(IF(VLOOKUP(AO1067,X:Y,2,0)=TRUE,1,0),0)+IFERROR(IF(VLOOKUP(AP1067,X:Y,2,0)=TRUE,1,0),0)+IF(AND(AM1067>=Калькулятор!$C$14,AM1067<=Калькулятор!$E$14),1,0)+IF(OR(AND(AS1067>=Калькулятор!$C$11,AS1067<=IF(ISBLANK(Калькулятор!$E$11),100000,Калькулятор!$E$11)),Калькулятор!$C$11&Калькулятор!$E$11=\"\"),1,0))=7,1,0)","v":0},{"$f":"SUM(AQ$2:AQ1067)","v":240},{"$f":"IF(Калькулятор!$F$8<>70,ROUND(INDEX($C$6:$V$17,MATCH(AM1067,$B$6:$B$17,0),MATCH(AK1067&AL1067,$C$2:$V$2,0))*(Калькулятор!$F$8/70)^справочно!$Y$2,0),ROUND(INDEX($C$6:$V$17,MATCH(AM1067,$B$6:$B$17,0),MATCH(AK1067&AL1067,$C$2:$V$2,0)),0))","v":1229},"ЗО",{"$f":"3.6*AV1067/(4.19*(Калькулятор!$C$8-Калькулятор!$D$8))","v":105.56849642004774},{"$f":"IF(Калькулятор!$F$8<>70,INDEX($C$6:$V$17,MATCH(AM1067,$B$6:$B$17,0),MATCH(AK1067&AL1067,$C$2:$V$2,0))*(Калькулятор!$F$8/70)^справочно!$Y$2,INDEX($C$6:$V$17,MATCH(AM1067,$B$6:$B$17,0),MATCH(AK1067&AL1067,$C$2:$V$2,0)))","v":1228.7}]
[null,null,null,null,null,null,null,null,null,null,null,null,null,null,null,null,null,null,null,null,null,null,null,null,null,null,"Конвектор внутрипольный Royal Thermo ATRIUM-110/200/2800-DG-U-AU","НС-1493064","RT-A-110/200/2800-DG-U-AU",3,5,9,13,18,21,23,110,200,2800,"DG","U","AU",{"$f":"IF((IFERROR(IF(VLOOKUP(AK1068,X:Y,2,0)=TRUE,1,0),0)+IFERROR(IF(VLOOKUP(AL1068,X:Y,2,0)=TRUE,1,0),0)+IFERROR(IF(VLOOKUP(AN1068,X:Y,2,0)=TRUE,1,0),0)+IFERROR(IF(VLOOKUP(AO1068,X:Y,2,0)=TRUE,1,0),0)+IFERROR(IF(VLOOKUP(AP1068,X:Y,2,0)=TRUE,1,0),0)+IF(AND(AM1068>=Калькулятор!$C$14,AM1068<=Калькулятор!$E$14),1,0)+IF(OR(AND(AS1068>=Калькулятор!$C$11,AS1068<=IF(ISBLANK(Калькулятор!$E$11),100000,Калькулятор!$E$11)),Калькулятор!$C$11&Калькулятор!$E$11=\"\"),1,0))=7,1,0)","v":0},{"$f":"SUM(AQ$2:AQ1068)","v":240},{"$f":"IF(Калькулятор!$F$8<>70,ROUND(INDEX($C$6:$V$17,MATCH(AM1068,$B$6:$B$17,0),MATCH(AK1068&AL1068,$C$2:$V$2,0))*(Калькулятор!$F$8/70)^справочно!$Y$2,0),ROUND(INDEX($C$6:$V$17,MATCH(AM1068,$B$6:$B$17,0),MATCH(AK1068&AL1068,$C$2:$V$2,0)),0))","v":1334},"ЗО",{"$f":"3.6*AV1068/(4.19*(Калькулятор!$C$8-Калькулятор!$D$8))","v":114.64152744630071},{"$f":"IF(Калькулятор!$F$8<>70,INDEX($C$6:$V$17,MATCH(AM1068,$B$6:$B$17,0),MATCH(AK1068&AL1068,$C$2:$V$2,0))*(Калькулятор!$F$8/70)^справочно!$Y$2,INDEX($C$6:$V$17,MATCH(AM1068,$B$6:$B$17,0),MATCH(AK1068&AL1068,$C$2:$V$2,0)))","v":1334.3000000000002}]
[null,null,null,null,null,null,null,null,null,null,null,null,null,null,null,null,null,null,null,null,null,null,null,null,null,null,"Конвектор внутрипольный Royal Thermo ATRIUM-110/200/3000-DG-U-AU","НС-1493065","RT-A-110/200/3000-DG-U-AU",3,5,9,13,18,21,23,110,200,3000,"DG","U","AU",{"$f":"IF((IFERROR(IF(VLOOKUP(AK1069,X:Y,2,0)=TRUE,1,0),0)+IFERROR(IF(VLOOKUP(AL1069,X:Y,2,0)=TRUE,1,0),0)+IFERROR(IF(VLOOKUP(AN1069,X:Y,2,0)=TRUE,1,0),0)+IFERROR(IF(VLOOKUP(AO1069,X:Y,2,0)=TRUE,1,0),0)+IFERROR(IF(VLOOKUP(AP1069,X:Y,2,0)=TRUE,1,0),0)+IF(AND(AM1069>=Калькулятор!$C$14,AM1069<=Калькулятор!$E$14),1,0)+IF(OR(AND(AS1069>=Калькулятор!$C$11,AS1069<=IF(ISBLANK(Калькулятор!$E$11),100000,Калькулятор!$E$11)),Калькулятор!$C$11&Калькулятор!$E$11=\"\"),1,0))=7,1,0)","v":0},{"$f":"SUM(AQ$2:AQ1069)","v":240},{"$f":"IF(Калькулятор!$F$8<>70,ROUND(INDEX($C$6:$V$17,MATCH(AM1069,$B$6:$B$17,0),MATCH(AK1069&AL1069,$C$2:$V$2,0))*(Калькулятор!$F$8/70)^справочно!$Y$2,0),ROUND(INDEX($C$6:$V$17,MATCH(AM1069,$B$6:$B$17,0),MATCH(AK1069&AL1069,$C$2:$V$2,0)),0))","v":1440},"ЗО",{"$f":"3.6*AV1069/(4.19*(Калькулятор!$C$8-Калькулятор!$D$8))","v":123.71455847255369},{"$f":"IF(Калькулятор!$F$8<>70,INDEX($C$6:$V$17,MATCH(AM1069,$B$6:$B$17,0),MATCH(AK1069&AL1069,$C$2:$V$2,0))*(Калькулятор!$F$8/70)^справочно!$Y$2,INDEX($C$6:$V$17,MATCH(AM1069,$B$6:$B$17,0),MATCH(AK1069&AL1069,$C$2:$V$2,0)))","v":1439.9}]
[null,null,null,null,null,null,null,null,null,null,null,null,null,null,null,null,null,null,null,null,null,null,null,null,null,null,"Конвектор внутрипольный Royal Thermo ATRIUM-110/250/800-DG-U-AU","НС-1493079","RT-A-110/250/800-DG-U-AU",3,5,9,13,17,20,22,110,250,800,"DG","U","AU",{"$f":"IF((IFERROR(IF(VLOOKUP(AK1070,X:Y,2,0)=TRUE,1,0),0)+IFERROR(IF(VLOOKUP(AL1070,X:Y,2,0)=TRUE,1,0),0)+IFERROR(IF(VLOOKUP(AN1070,X:Y,2,0)=TRUE,1,0),0)+IFERROR(IF(VLOOKUP(AO1070,X:Y,2,0)=TRUE,1,0),0)+IFERROR(IF(VLOOKUP(AP1070,X:Y,2,0)=TRUE,1,0),0)+IF(AND(AM1070>=Калькулятор!$C$14,AM1070<=Калькулятор!$E$14),1,0)+IF(OR(AND(AS1070>=Калькулятор!$C$11,AS1070<=IF(ISBLANK(Калькулятор!$E$11),100000,Калькулятор!$E$11)),Калькулятор!$C$11&Калькулятор!$E$11=\"\"),1,0))=7,1,0)","v":0},{"$f":"SUM(AQ$2:AQ1070)","v":240},{"$f":"IF(Калькулятор!$F$8<>70,ROUND(INDEX($C$6:$V$17,MATCH(AM1070,$B$6:$B$17,0),MATCH(AK1070&AL1070,$C$2:$V$2,0))*(Калькулятор!$F$8/70)^справочно!$Y$2,0),ROUND(INDEX($C$6:$V$17,MATCH(AM1070,$B$6:$B$17,0),MATCH(AK1070&AL1070,$C$2:$V$2,0)),0))","v":356},"ЗО",{"$f":"3.6*AV1070/(4.19*(Калькулятор!$C$8-Калькулятор!$D$8))","v":30.621479713603819},{"$f":"IF(Калькулятор!$F$8<>70,INDEX($C$6:$V$17,MATCH(AM1070,$B$6:$B$17,0),MATCH(AK1070&AL1070,$C$2:$V$2,0))*(Калькулятор!$F$8/70)^справочно!$Y$2,INDEX($C$6:$V$17,MATCH(AM1070,$B$6:$B$17,0),MATCH(AK1070&AL1070,$C$2:$V$2,0)))","v":356.40000000000003}]
[null,null,null,null,null,null,null,null,null,null,null,null,null,null,null,null,null,null,null,null,null,null,null,null,null,null,"Конвектор внутрипольный Royal Thermo ATRIUM-110/250/1000-DG-U-AU","НС-1493068","RT-A-110/250/1000-DG-U-AU",3,5,9,13,18,21,23,110,250,1000,"DG","U","AU",{"$f":"IF((IFERROR(IF(VLOOKUP(AK1071,X:Y,2,0)=TRUE,1,0),0)+IFERROR(IF(VLOOKUP(AL1071,X:Y,2,0)=TRUE,1,0),0)+IFERROR(IF(VLOOKUP(AN1071,X:Y,2,0)=TRUE,1,0),0)+IFERROR(IF(VLOOKUP(AO1071,X:Y,2,0)=TRUE,1,0),0)+IFERROR(IF(VLOOKUP(AP1071,X:Y,2,0)=TRUE,1,0),0)+IF(AND(AM1071>=Калькулятор!$C$14,AM1071<=Калькулятор!$E$14),1,0)+IF(OR(AND(AS1071>=Калькулятор!$C$11,AS1071<=IF(ISBLANK(Калькулятор!$E$11),100000,Калькулятор!$E$11)),Калькулятор!$C$11&Калькулятор!$E$11=\"\"),1,0))=7,1,0)","v":0},{"$f":"SUM(AQ$2:AQ1071)","v":240},{"$f":"IF(Калькулятор!$F$8<>70,ROUND(INDEX($C$6:$V$17,MATCH(AM1071,$B$6:$B$17,0),MATCH(AK1071&AL1071,$C$2:$V$2,0))*(Калькулятор!$F$8/70)^справочно!$Y$2,0),ROUND(INDEX($C$6:$V$17,MATCH(AM1071,$B$6:$B$17,0),MATCH(AK1071&AL1071,$C$2:$V$2,0)),0))","v":475},"-",{"$f":"3.6*AV1071/(4.19*(Калькулятор!$C$8-Калькулятор!$D$8))","v":40.828639618138425},{"$f":"IF(Калькулятор!$F$8<>70,INDEX($C$6:$V$17,MATCH(AM1071,$B$6:$B$17,0),MATCH(AK1071&AL1071,$C$2:$V$2,0))*(Калькулятор!$F$8/70)^справочно!$Y$2,INDEX($C$6:$V$17,MATCH(AM1071,$B$6:$B$17,0),MATCH(AK1071&AL1071,$C$2:$V$2,0)))","v":475.20000000000005}]
[null,null,null,null,null,null,null,null,null,null,null,null,null,null,null,null,null,null,null,null,null,null,null,null,null,null,"Конвектор внутрипольный Royal Thermo ATRIUM-110/250/1200-DG-U-AU","НС-1493069","RT-A-110/250/1200-DG-U-AU",3,5,9,13,18,21,23,110,250,1200,"DG","U","AU",{"$f":"IF((IFERROR(IF(VLOOKUP(AK1072,X:Y,2,0)=TRUE,1,0),0)+IFERROR(IF(VLOOKUP(AL1072,X:Y,2,0)=TRUE,1,0),0)+IFERROR(IF(VLOOKUP(AN1072,X:Y,2,0)=TRUE,1,0),0)+IFERROR(IF(VLOOKUP(AO1072,X:Y,2,0)=TRUE,1,0),0)+IFERROR(IF(VLOOKUP(AP1072,X:Y,2,0)=TRUE,1,0),0)+IF(AND(AM1072>=Калькулятор!$C$14,AM1072<=Калькулятор!$E$14),1,0)+IF(OR(AND(AS1072>=Калькулятор!$C$11,AS1072<=IF(ISBLANK(Калькулятор!$E$11),100000,Калькулятор!$E$11)),Калькулятор!$C$11&Калькулятор!$E$11=\"\"),1,0))=7,1,0)","v":0},{"$f":"SUM(AQ$2:AQ1072)","v":240},{"$f":"IF(Калькулятор!$F$8<>70,ROUND(INDEX($C$6:$V$17,MATCH(AM1072,$B$6:$B$17,0),MATCH(AK1072&AL1072,$C$2:$V$2,0))*(Калькулятор!$F$8/70)^справочно!$Y$2,0),ROUND(INDEX($C$6:$V$17,MATCH(AM1072,$B$6:$B$17,0),MATCH(AK1072&AL1072,$C$2:$V$2,0)),0))","v":595},"-",{"$f":"3.6*AV1072/(4.19*(Калькулятор!$C$8-Калькулятор!$D$8))","v":51.130310262529832},{"$f":"IF(Калькулятор!$F$8<>70,INDEX($C$6:$V$17,MATCH(AM1072,$B$6:$B$17,0),MATCH(AK1072&AL1072,$C$2:$V$2,0))*(Калькулятор!$F$8/70)^справочно!$Y$2,INDEX($C$6:$V$17,MATCH(AM1072,$B$6:$B$17,0),MATCH(AK1072&AL1072,$C$2:$V$2,0)))","v":595.1}]
[null,null,null,null,null,null,null,null,null,null,null,null,null,null,null,null,null,null,null,null,null,null,null,null,null,null,"Конвектор внутрипольный Royal Thermo ATRIUM-110/250/1400-DG-U-AU","НС-1493070","RT-A-110/250/1400-DG-U-AU",3,5,9,13,18,21,23,110,250,1400,"DG","U","AU",{"$f":"IF((IFERROR(IF(VLOOKUP(AK1073,X:Y,2,0)=TRUE,1,0),0)+IFERROR(IF(VLOOKUP(AL1073,X:Y,2,0)=TRUE,1,0),0)+IFERROR(IF(VLOOKUP(AN1073,X:Y,2,0)=TRUE,1,0),0)+IFERROR(IF(VLOOKUP(AO1073,X:Y,2,0)=TRUE,1,0),0)+IFERROR(IF(VLOOKUP(AP1073,X:Y,2,0)=TRUE,1,0),0)+IF(AND(AM1073>=Калькулятор!$C$14,AM1073<=Калькулятор!$E$14),1,0)+IF(OR(AND(AS1073>=Калькулятор!$C$11,AS1073<=IF(ISBLANK(Калькулятор!$E$11),100000,Калькулятор!$E$11)),Калькулятор!$C$11&Калькулятор!$E$11=\"\"),1,0))=7,1,0)","v":0},{"$f":"SUM(AQ$2:AQ1073)","v":240},{"$f":"IF(Калькулятор!$F$8<>70,ROUND(INDEX($C$6:$V$17,MATCH(AM1073,$B$6:$B$17,0),MATCH(AK1073&AL1073,$C$2:$V$2,0))*(Калькулятор!$F$8/70)^справочно!$Y$2,0),ROUND(INDEX($C$6:$V$17,MATCH(AM1073,$B$6:$B$17,0),MATCH(AK1073&AL1073,$C$2:$V$2,0)),0))","v":714},"-",{"$f":"3.6*AV1073/(4.19*(Калькулятор!$C$8-Калькулятор!$D$8))","v":61.337470167064438},{"$f":"IF(Калькулятор!$F$8<>70,INDEX($C$6:$V$17,MATCH(AM1073,$B$6:$B$17,0),MATCH(AK1073&AL1073,$C$2:$V$2,0))*(Калькулятор!$F$8/70)^справочно!$Y$2,INDEX($C$6:$V$17,MATCH(AM1073,$B$6:$B$17,0),MATCH(AK1073&AL1073,$C$2:$V$2,0)))","v":713.90000000000009}]
[null,null,null,null,null,null,null,null,null,null,null,null,null,null,null,null,null,null,null,null,null,null,null,null,null,null,"Конвектор внутрипольный Royal Thermo ATRIUM-110/250/1600-DG-U-AU","НС-1493071","RT-A-110/250/1600-DG-U-AU",3,5,9,13,18,21,23,110,250,1600,"DG","U","AU",{"$f":"IF((IFERROR(IF(VLOOKUP(AK1074,X:Y,2,0)=TRUE,1,0),0)+IFERROR(IF(VLOOKUP(AL1074,X:Y,2,0)=TRUE,1,0),0)+IFERROR(IF(VLOOKUP(AN1074,X:Y,2,0)=TRUE,1,0),0)+IFERROR(IF(VLOOKUP(AO1074,X:Y,2,0)=TRUE,1,0),0)+IFERROR(IF(VLOOKUP(AP1074,X:Y,2,0)=TRUE,1,0),0)+IF(AND(AM1074>=Калькулятор!$C$14,AM1074<=Калькулятор!$E$14),1,0)+IF(OR(AND(AS1074>=Калькулятор!$C$11,AS1074<=IF(ISBLANK(Калькулятор!$E$11),100000,Калькулятор!$E$11)),Калькулятор!$C$11&Калькулятор!$E$11=\"\"),1,0))=7,1,0)","v":0},{"$f":"SUM(AQ$2:AQ1074)","v":240},{"$f":"IF(Калькулятор!$F$8<>70,ROUND(INDEX($C$6:$V$17,MATCH(AM1074,$B$6:$B$17,0),MATCH(AK1074&AL1074,$C$2:$V$2,0))*(Калькулятор!$F$8/70)^справочно!$Y$2,0),ROUND(INDEX($C$6:$V$17,MATCH(AM1074,$B$6:$B$17,0),MATCH(AK1074&AL1074,$C$2:$V$2,0)),0))","v":834},"-",{"$f":"3.6*AV1074/(4.19*(Калькулятор!$C$8-Калькулятор!$D$8))","v":71.639140811455846},{"$f":"IF(Калькулятор!$F$8<>70,INDEX($C$6:$V$17,MATCH(AM1074,$B$6:$B$17,0),MATCH(AK1074&AL1074,$C$2:$V$2,0))*(Калькулятор!$F$8/70)^справочно!$Y$2,INDEX($C$6:$V$17,MATCH(AM1074,$B$6:$B$17,0),MATCH(AK1074&AL1074,$C$2:$V$2,0)))","v":833.80000000000007}]
[null,null,null,null,null,null,null,null,null,null,null,null,null,null,null,null,null,null,null,null,null,null,null,null,null,null,"Конвектор внутрипольный Royal Thermo ATRIUM-110/250/1800-DG-U-AU","НС-1493072","RT-A-110/250/1800-DG-U-AU",3,5,9,13,18,21,23,110,250,1800,"DG","U","AU",{"$f":"IF((IFERROR(IF(VLOOKUP(AK1075,X:Y,2,0)=TRUE,1,0),0)+IFERROR(IF(VLOOKUP(AL1075,X:Y,2,0)=TRUE,1,0),0)+IFERROR(IF(VLOOKUP(AN1075,X:Y,2,0)=TRUE,1,0),0)+IFERROR(IF(VLOOKUP(AO1075,X:Y,2,0)=TRUE,1,0),0)+IFERROR(IF(VLOOKUP(AP1075,X:Y,2,0)=TRUE,1,0),0)+IF(AND(AM1075>=Калькулятор!$C$14,AM1075<=Калькулятор!$E$14),1,0)+IF(OR(AND(AS1075>=Калькулятор!$C$11,AS1075<=IF(ISBLANK(Калькулятор!$E$11),100000,Калькулятор!$E$11)),Калькулятор!$C$11&Калькулятор!$E$11=\"\"),1,0))=7,1,0)","v":0},{"$f":"SUM(AQ$2:AQ1075)","v":240},{"$f":"IF(Калькулятор!$F$8<>70,ROUND(INDEX($C$6:$V$17,MATCH(AM1075,$B$6:$B$17,0),MATCH(AK1075&AL1075,$C$2:$V$2,0))*(Калькулятор!$F$8/70)^справочно!$Y$2,0),ROUND(INDEX($C$6:$V$17,MATCH(AM1075,$B$6:$B$17,0),MATCH(AK1075&AL1075,$C$2:$V$2,0)),0))","v":954},"-",{"$f":"3.6*AV1075/(4.19*(Калькулятор!$C$8-Калькулятор!$D$8))","v":81.940811455847253},{"$f":"IF(Калькулятор!$F$8<>70,INDEX($C$6:$V$17,MATCH(AM1075,$B$6:$B$17,0),MATCH(AK1075&AL1075,$C$2:$V$2,0))*(Калькулятор!$F$8/70)^справочно!$Y$2,INDEX($C$6:$V$17,MATCH(AM1075,$B$6:$B$17,0),MATCH(AK1075&AL1075,$C$2:$V$2,0)))","v":953.7}]
[null,null,null,null,null,null,null,null,null,null,null,null,null,null,null,null,null,null,null,null,null,null,null,null,null,null,"Конвектор внутрипольный Royal Thermo ATRIUM-110/250/2000-DG-U-AU","НС-1493073","RT-A-110/250/2000-DG-U-AU",3,5,9,13,18,21,23,110,250,2000,"DG","U","AU",{"$f":"IF((IFERROR(IF(VLOOKUP(AK1076,X:Y,2,0)=TRUE,1,0),0)+IFERROR(IF(VLOOKUP(AL1076,X:Y,2,0)=TRUE,1,0),0)+IFERROR(IF(VLOOKUP(AN1076,X:Y,2,0)=TRUE,1,0),0)+IFERROR(IF(VLOOKUP(AO1076,X:Y,2,0)=TRUE,1,0),0)+IFERROR(IF(VLOOKUP(AP1076,X:Y,2,0)=TRUE,1,0),0)+IF(AND(AM1076>=Калькулятор!$C$14,AM1076<=Калькулятор!$E$14),1,0)+IF(OR(AND(AS1076>=Калькулятор!$C$11,AS1076<=IF(ISBLANK(Калькулятор!$E$11),100000,Калькулятор!$E$11)),Калькулятор!$C$11&Калькулятор!$E$11=\"\"),1,0))=7,1,0)","v":0},{"$f":"SUM(AQ$2:AQ1076)","v":240},{"$f":"IF(Калькулятор!$F$8<>70,ROUND(INDEX($C$6:$V$17,MATCH(AM1076,$B$6:$B$17,0),MATCH(AK1076&AL1076,$C$2:$V$2,0))*(Калькулятор!$F$8/70)^справочно!$Y$2,0),ROUND(INDEX($C$6:$V$17,MATCH(AM1076,$B$6:$B$17,0),MATCH(AK1076&AL1076,$C$2:$V$2,0)),0))","v":1073},"-",{"$f":"3.6*AV1076/(4.19*(Калькулятор!$C$8-Калькулятор!$D$8))","v":92.147971360381845},{"$f":"IF(Калькулятор!$F$8<>70,INDEX($C$6:$V$17,MATCH(AM1076,$B$6:$B$17,0),MATCH(AK1076&AL1076,$C$2:$V$2,0))*(Калькулятор!$F$8/70)^справочно!$Y$2,INDEX($C$6:$V$17,MATCH(AM1076,$B$6:$B$17,0),MATCH(AK1076&AL1076,$C$2:$V$2,0)))","v":1072.5}]
[null,null,null,null,null,null,null,null,null,null,null,null,null,null,null,null,null,null,null,null,null,null,null,null,null,null,"Конвектор внутрипольный Royal Thermo ATRIUM-110/250/2200-DG-U-AU","НС-1493074","RT-A-110/250/2200-DG-U-AU",3,5,9,13,18,21,23,110,250,2200,"DG","U","AU",{"$f":"IF((IFERROR(IF(VLOOKUP(AK1077,X:Y,2,0)=TRUE,1,0),0)+IFERROR(IF(VLOOKUP(AL1077,X:Y,2,0)=TRUE,1,0),0)+IFERROR(IF(VLOOKUP(AN1077,X:Y,2,0)=TRUE,1,0),0)+IFERROR(IF(VLOOKUP(AO1077,X:Y,2,0)=TRUE,1,0),0)+IFERROR(IF(VLOOKUP(AP1077,X:Y,2,0)=TRUE,1,0),0)+IF(AND(AM1077>=Калькулятор!$C$14,AM1077<=Калькулятор!$E$14),1,0)+IF(OR(AND(AS1077>=Калькулятор!$C$11,AS1077<=IF(ISBLANK(Калькулятор!$E$11),100000,Калькулятор!$E$11)),Калькулятор!$C$11&Калькулятор!$E$11=\"\"),1,0))=7,1,0)","v":0},{"$f":"SUM(AQ$2:AQ1077)","v":240},{"$f":"IF(Калькулятор!$F$8<>70,ROUND(INDEX($C$6:$V$17,MATCH(AM1077,$B$6:$B$17,0),MATCH(AK1077&AL1077,$C$2:$V$2,0))*(Калькулятор!$F$8/70)^справочно!$Y$2,0),ROUND(INDEX($C$6:$V$17,MATCH(AM1077,$B$6:$B$17,0),MATCH(AK1077&AL1077,$C$2:$V$2,0)),0))","v":1191},"-",{"$f":"3.6*AV1077/(4.19*(Калькулятор!$C$8-Калькулятор!$D$8))","v":102.35513126491648},{"$f":"IF(Калькулятор!$F$8<>70,INDEX($C$6:$V$17,MATCH(AM1077,$B$6:$B$17,0),MATCH(AK1077&AL1077,$C$2:$V$2,0))*(Калькулятор!$F$8/70)^справочно!$Y$2,INDEX($C$6:$V$17,MATCH(AM1077,$B$6:$B$17,0),MATCH(AK1077&AL1077,$C$2:$V$2,0)))","v":1191.3000000000002}]
[null,null,null,null,null,null,null,null,null,null,null,null,null,null,null,null,null,null,null,null,null,null,null,null,null,null,"Конвектор внутрипольный Royal Thermo ATRIUM-110/250/2400-DG-U-AU","НС-1493075","RT-A-110/250/2400-DG-U-AU",3,5,9,13,18,21,23,110,250,2400,"DG","U","AU",{"$f":"IF((IFERROR(IF(VLOOKUP(AK1078,X:Y,2,0)=TRUE,1,0),0)+IFERROR(IF(VLOOKUP(AL1078,X:Y,2,0)=TRUE,1,0),0)+IFERROR(IF(VLOOKUP(AN1078,X:Y,2,0)=TRUE,1,0),0)+IFERROR(IF(VLOOKUP(AO1078,X:Y,2,0)=TRUE,1,0),0)+IFERROR(IF(VLOOKUP(AP1078,X:Y,2,0)=TRUE,1,0),0)+IF(AND(AM1078>=Калькулятор!$C$14,AM1078<=Калькулятор!$E$14),1,0)+IF(OR(AND(AS1078>=Калькулятор!$C$11,AS1078<=IF(ISBLANK(Калькулятор!$E$11),100000,Калькулятор!$E$11)),Калькулятор!$C$11&Калькулятор!$E$11=\"\"),1,0))=7,1,0)","v":0},{"$f":"SUM(AQ$2:AQ1078)","v":240},{"$f":"IF(Калькулятор!$F$8<>70,ROUND(INDEX($C$6:$V$17,MATCH(AM1078,$B$6:$B$17,0),MATCH(AK1078&AL1078,$C$2:$V$2,0))*(Калькулятор!$F$8/70)^справочно!$Y$2,0),ROUND(INDEX($C$6:$V$17,MATCH(AM1078,$B$6:$B$17,0),MATCH(AK1078&AL1078,$C$2:$V$2,0)),0))","v":1338},"-",{"$f":"3.6*AV1078/(4.19*(Калькулятор!$C$8-Калькулятор!$D$8))","v":114.92505966587112},{"$f":"IF(Калькулятор!$F$8<>70,INDEX($C$6:$V$17,MATCH(AM1078,$B$6:$B$17,0),MATCH(AK1078&AL1078,$C$2:$V$2,0))*(Калькулятор!$F$8/70)^справочно!$Y$2,INDEX($C$6:$V$17,MATCH(AM1078,$B$6:$B$17,0),MATCH(AK1078&AL1078,$C$2:$V$2,0)))","v":1337.6000000000001}]
[null,null,null,null,null,null,null,null,null,null,null,null,null,null,null,null,null,null,null,null,null,null,null,null,null,null,"Конвектор внутрипольный Royal Thermo ATRIUM-110/250/2600-DG-U-AU","НС-1493076","RT-A-110/250/2600-DG-U-AU",3,5,9,13,18,21,23,110,250,2600,"DG","U","AU",{"$f":"IF((IFERROR(IF(VLOOKUP(AK1079,X:Y,2,0)=TRUE,1,0),0)+IFERROR(IF(VLOOKUP(AL1079,X:Y,2,0)=TRUE,1,0),0)+IFERROR(IF(VLOOKUP(AN1079,X:Y,2,0)=TRUE,1,0),0)+IFERROR(IF(VLOOKUP(AO1079,X:Y,2,0)=TRUE,1,0),0)+IFERROR(IF(VLOOKUP(AP1079,X:Y,2,0)=TRUE,1,0),0)+IF(AND(AM1079>=Калькулятор!$C$14,AM1079<=Калькулятор!$E$14),1,0)+IF(OR(AND(AS1079>=Калькулятор!$C$11,AS1079<=IF(ISBLANK(Калькулятор!$E$11),100000,Калькулятор!$E$11)),Калькулятор!$C$11&Калькулятор!$E$11=\"\"),1,0))=7,1,0)","v":0},{"$f":"SUM(AQ$2:AQ1079)","v":240},{"$f":"IF(Калькулятор!$F$8<>70,ROUND(INDEX($C$6:$V$17,MATCH(AM1079,$B$6:$B$17,0),MATCH(AK1079&AL1079,$C$2:$V$2,0))*(Калькулятор!$F$8/70)^справочно!$Y$2,0),ROUND(INDEX($C$6:$V$17,MATCH(AM1079,$B$6:$B$17,0),MATCH(AK1079&AL1079,$C$2:$V$2,0)),0))","v":1458},"ЗО",{"$f":"3.6*AV1079/(4.19*(Калькулятор!$C$8-Калькулятор!$D$8))","v":125.22673031026254},{"$f":"IF(Калькулятор!$F$8<>70,INDEX($C$6:$V$17,MATCH(AM1079,$B$6:$B$17,0),MATCH(AK1079&AL1079,$C$2:$V$2,0))*(Калькулятор!$F$8/70)^справочно!$Y$2,INDEX($C$6:$V$17,MATCH(AM1079,$B$6:$B$17,0),MATCH(AK1079&AL1079,$C$2:$V$2,0)))","v":1457.5000000000002}]
[null,null,null,null,null,null,null,null,null,null,null,null,null,null,null,null,null,null,null,null,null,null,null,null,null,null,"Конвектор внутрипольный Royal Thermo ATRIUM-110/250/2800-DG-U-AU","НС-1493077","RT-A-110/250/2800-DG-U-AU",3,5,9,13,18,21,23,110,250,2800,"DG","U","AU",{"$f":"IF((IFERROR(IF(VLOOKUP(AK1080,X:Y,2,0)=TRUE,1,0),0)+IFERROR(IF(VLOOKUP(AL1080,X:Y,2,0)=TRUE,1,0),0)+IFERROR(IF(VLOOKUP(AN1080,X:Y,2,0)=TRUE,1,0),0)+IFERROR(IF(VLOOKUP(AO1080,X:Y,2,0)=TRUE,1,0),0)+IFERROR(IF(VLOOKUP(AP1080,X:Y,2,0)=TRUE,1,0),0)+IF(AND(AM1080>=Калькулятор!$C$14,AM1080<=Калькулятор!$E$14),1,0)+IF(OR(AND(AS1080>=Калькулятор!$C$11,AS1080<=IF(ISBLANK(Калькулятор!$E$11),100000,Калькулятор!$E$11)),Калькулятор!$C$11&Калькулятор!$E$11=\"\"),1,0))=7,1,0)","v":0},{"$f":"SUM(AQ$2:AQ1080)","v":240},{"$f":"IF(Калькулятор!$F$8<>70,ROUND(INDEX($C$6:$V$17,MATCH(AM1080,$B$6:$B$17,0),MATCH(AK1080&AL1080,$C$2:$V$2,0))*(Калькулятор!$F$8/70)^справочно!$Y$2,0),ROUND(INDEX($C$6:$V$17,MATCH(AM1080,$B$6:$B$17,0),MATCH(AK1080&AL1080,$C$2:$V$2,0)),0))","v":1576},"ЗО",{"$f":"3.6*AV1080/(4.19*(Калькулятор!$C$8-Калькулятор!$D$8))","v":135.43389021479715},{"$f":"IF(Калькулятор!$F$8<>70,INDEX($C$6:$V$17,MATCH(AM1080,$B$6:$B$17,0),MATCH(AK1080&AL1080,$C$2:$V$2,0))*(Калькулятор!$F$8/70)^справочно!$Y$2,INDEX($C$6:$V$17,MATCH(AM1080,$B$6:$B$17,0),MATCH(AK1080&AL1080,$C$2:$V$2,0)))","v":1576.3000000000002}]
[null,null,null,null,null,null,null,null,null,null,null,null,null,null,null,null,null,null,null,null,null,null,null,null,null,null,"Конвектор внутрипольный Royal Thermo ATRIUM-110/250/3000-DG-U-AU","НС-1493078","RT-A-110/250/3000-DG-U-AU",3,5,9,13,18,21,23,110,250,3000,"DG","U","AU",{"$f":"IF((IFERROR(IF(VLOOKUP(AK1081,X:Y,2,0)=TRUE,1,0),0)+IFERROR(IF(VLOOKUP(AL1081,X:Y,2,0)=TRUE,1,0),0)+IFERROR(IF(VLOOKUP(AN1081,X:Y,2,0)=TRUE,1,0),0)+IFERROR(IF(VLOOKUP(AO1081,X:Y,2,0)=TRUE,1,0),0)+IFERROR(IF(VLOOKUP(AP1081,X:Y,2,0)=TRUE,1,0),0)+IF(AND(AM1081>=Калькулятор!$C$14,AM1081<=Калькулятор!$E$14),1,0)+IF(OR(AND(AS1081>=Калькулятор!$C$11,AS1081<=IF(ISBLANK(Калькулятор!$E$11),100000,Калькулятор!$E$11)),Калькулятор!$C$11&Калькулятор!$E$11=\"\"),1,0))=7,1,0)","v":0},{"$f":"SUM(AQ$2:AQ1081)","v":240},{"$f":"IF(Калькулятор!$F$8<>70,ROUND(INDEX($C$6:$V$17,MATCH(AM1081,$B$6:$B$17,0),MATCH(AK1081&AL1081,$C$2:$V$2,0))*(Калькулятор!$F$8/70)^справочно!$Y$2,0),ROUND(INDEX($C$6:$V$17,MATCH(AM1081,$B$6:$B$17,0),MATCH(AK1081&AL1081,$C$2:$V$2,0)),0))","v":1695},"ЗО",{"$f":"3.6*AV1081/(4.19*(Калькулятор!$C$8-Калькулятор!$D$8))","v":145.64105011933174},{"$f":"IF(Калькулятор!$F$8<>70,INDEX($C$6:$V$17,MATCH(AM1081,$B$6:$B$17,0),MATCH(AK1081&AL1081,$C$2:$V$2,0))*(Калькулятор!$F$8/70)^справочно!$Y$2,INDEX($C$6:$V$17,MATCH(AM1081,$B$6:$B$17,0),MATCH(AK1081&AL1081,$C$2:$V$2,0)))","v":1695.1000000000001}]
[null,null,null,null,null,null,null,null,null,null,null,null,null,null,null,null,null,null,null,null,null,null,null,null,null,null,"Конвектор внутрипольный Royal Thermo ATRIUM-110/300/800-DG-U-AU","НС-1493092","RT-A-110/300/800-DG-U-AU",3,5,9,13,17,20,22,110,300,800,"DG","U","AU",{"$f":"IF((IFERROR(IF(VLOOKUP(AK1082,X:Y,2,0)=TRUE,1,0),0)+IFERROR(IF(VLOOKUP(AL1082,X:Y,2,0)=TRUE,1,0),0)+IFERROR(IF(VLOOKUP(AN1082,X:Y,2,0)=TRUE,1,0),0)+IFERROR(IF(VLOOKUP(AO1082,X:Y,2,0)=TRUE,1,0),0)+IFERROR(IF(VLOOKUP(AP1082,X:Y,2,0)=TRUE,1,0),0)+IF(AND(AM1082>=Калькулятор!$C$14,AM1082<=Калькулятор!$E$14),1,0)+IF(OR(AND(AS1082>=Калькулятор!$C$11,AS1082<=IF(ISBLANK(Калькулятор!$E$11),100000,Калькулятор!$E$11)),Калькулятор!$C$11&Калькулятор!$E$11=\"\"),1,0))=7,1,0)","v":0},{"$f":"SUM(AQ$2:AQ1082)","v":240},{"$f":"IF(Калькулятор!$F$8<>70,ROUND(INDEX($C$6:$V$17,MATCH(AM1082,$B$6:$B$17,0),MATCH(AK1082&AL1082,$C$2:$V$2,0))*(Калькулятор!$F$8/70)^справочно!$Y$2,0),ROUND(INDEX($C$6:$V$17,MATCH(AM1082,$B$6:$B$17,0),MATCH(AK1082&AL1082,$C$2:$V$2,0)),0))","v":470},"ЗО",{"$f":"3.6*AV1082/(4.19*(Калькулятор!$C$8-Калькулятор!$D$8))","v":40.356085918854419},{"$f":"IF(Калькулятор!$F$8<>70,INDEX($C$6:$V$17,MATCH(AM1082,$B$6:$B$17,0),MATCH(AK1082&AL1082,$C$2:$V$2,0))*(Калькулятор!$F$8/70)^справочно!$Y$2,INDEX($C$6:$V$17,MATCH(AM1082,$B$6:$B$17,0),MATCH(AK1082&AL1082,$C$2:$V$2,0)))","v":469.70000000000005}]
[null,null,null,null,null,null,null,null,null,null,null,null,null,null,null,null,null,null,null,null,null,null,null,null,null,null,"Конвектор внутрипольный Royal Thermo ATRIUM-110/300/1000-DG-U-AU","НС-1493081","RT-A-110/300/1000-DG-U-AU",3,5,9,13,18,21,23,110,300,1000,"DG","U","AU",{"$f":"IF((IFERROR(IF(VLOOKUP(AK1083,X:Y,2,0)=TRUE,1,0),0)+IFERROR(IF(VLOOKUP(AL1083,X:Y,2,0)=TRUE,1,0),0)+IFERROR(IF(VLOOKUP(AN1083,X:Y,2,0)=TRUE,1,0),0)+IFERROR(IF(VLOOKUP(AO1083,X:Y,2,0)=TRUE,1,0),0)+IFERROR(IF(VLOOKUP(AP1083,X:Y,2,0)=TRUE,1,0),0)+IF(AND(AM1083>=Калькулятор!$C$14,AM1083<=Калькулятор!$E$14),1,0)+IF(OR(AND(AS1083>=Калькулятор!$C$11,AS1083<=IF(ISBLANK(Калькулятор!$E$11),100000,Калькулятор!$E$11)),Калькулятор!$C$11&Калькулятор!$E$11=\"\"),1,0))=7,1,0)","v":0},{"$f":"SUM(AQ$2:AQ1083)","v":240},{"$f":"IF(Калькулятор!$F$8<>70,ROUND(INDEX($C$6:$V$17,MATCH(AM1083,$B$6:$B$17,0),MATCH(AK1083&AL1083,$C$2:$V$2,0))*(Калькулятор!$F$8/70)^справочно!$Y$2,0),ROUND(INDEX($C$6:$V$17,MATCH(AM1083,$B$6:$B$17,0),MATCH(AK1083&AL1083,$C$2:$V$2,0)),0))","v":605},"ЗО",{"$f":"3.6*AV1083/(4.19*(Калькулятор!$C$8-Калькулятор!$D$8))","v":51.980906921241044},{"$f":"IF(Калькулятор!$F$8<>70,INDEX($C$6:$V$17,MATCH(AM1083,$B$6:$B$17,0),MATCH(AK1083&AL1083,$C$2:$V$2,0))*(Калькулятор!$F$8/70)^справочно!$Y$2,INDEX($C$6:$V$17,MATCH(AM1083,$B$6:$B$17,0),MATCH(AK1083&AL1083,$C$2:$V$2,0)))","v":605}]
[null,null,null,null,null,null,null,null,null,null,null,null,null,null,null,null,null,null,null,null,null,null,null,null,null,null,"Конвектор внутрипольный Royal Thermo ATRIUM-110/300/1200-DG-U-AU","НС-1493082","RT-A-110/300/1200-DG-U-AU",3,5,9,13,18,21,23,110,300,1200,"DG","U","AU",{"$f":"IF((IFERROR(IF(VLOOKUP(AK1084,X:Y,2,0)=TRUE,1,0),0)+IFERROR(IF(VLOOKUP(AL1084,X:Y,2,0)=TRUE,1,0),0)+IFERROR(IF(VLOOKUP(AN1084,X:Y,2,0)=TRUE,1,0),0)+IFERROR(IF(VLOOKUP(AO1084,X:Y,2,0)=TRUE,1,0),0)+IFERROR(IF(VLOOKUP(AP1084,X:Y,2,0)=TRUE,1,0),0)+IF(AND(AM1084>=Калькулятор!$C$14,AM1084<=Калькулятор!$E$14),1,0)+IF(OR(AND(AS1084>=Калькулятор!$C$11,AS1084<=IF(ISBLANK(Калькулятор!$E$11),100000,Калькулятор!$E$11)),Калькулятор!$C$11&Калькулятор!$E$11=\"\"),1,0))=7,1,0)","v":0},{"$f":"SUM(AQ$2:AQ1084)","v":240},{"$f":"IF(Калькулятор!$F$8<>70,ROUND(INDEX($C$6:$V$17,MATCH(AM1084,$B$6:$B$17,0),MATCH(AK1084&AL1084,$C$2:$V$2,0))*(Калькулятор!$F$8/70)^справочно!$Y$2,0),ROUND(INDEX($C$6:$V$17,MATCH(AM1084,$B$6:$B$17,0),MATCH(AK1084&AL1084,$C$2:$V$2,0)),0))","v":741},"ЗО",{"$f":"3.6*AV1084/(4.19*(Калькулятор!$C$8-Калькулятор!$D$8))","v":63.700238663484491},{"$f":"IF(Калькулятор!$F$8<>70,INDEX($C$6:$V$17,MATCH(AM1084,$B$6:$B$17,0),MATCH(AK1084&AL1084,$C$2:$V$2,0))*(Калькулятор!$F$8/70)^справочно!$Y$2,INDEX($C$6:$V$17,MATCH(AM1084,$B$6:$B$17,0),MATCH(AK1084&AL1084,$C$2:$V$2,0)))","v":741.40000000000009}]
[null,null,null,null,null,null,null,null,null,null,null,null,null,null,null,null,null,null,null,null,null,null,null,null,null,null,"Конвектор внутрипольный Royal Thermo ATRIUM-110/300/1400-DG-U-AU","НС-1493083","RT-A-110/300/1400-DG-U-AU",3,5,9,13,18,21,23,110,300,1400,"DG","U","AU",{"$f":"IF((IFERROR(IF(VLOOKUP(AK1085,X:Y,2,0)=TRUE,1,0),0)+IFERROR(IF(VLOOKUP(AL1085,X:Y,2,0)=TRUE,1,0),0)+IFERROR(IF(VLOOKUP(AN1085,X:Y,2,0)=TRUE,1,0),0)+IFERROR(IF(VLOOKUP(AO1085,X:Y,2,0)=TRUE,1,0),0)+IFERROR(IF(VLOOKUP(AP1085,X:Y,2,0)=TRUE,1,0),0)+IF(AND(AM1085>=Калькулятор!$C$14,AM1085<=Калькулятор!$E$14),1,0)+IF(OR(AND(AS1085>=Калькулятор!$C$11,AS1085<=IF(ISBLANK(Калькулятор!$E$11),100000,Калькулятор!$E$11)),Калькулятор!$C$11&Калькулятор!$E$11=\"\"),1,0))=7,1,0)","v":0},{"$f":"SUM(AQ$2:AQ1085)","v":240},{"$f":"IF(Калькулятор!$F$8<>70,ROUND(INDEX($C$6:$V$17,MATCH(AM1085,$B$6:$B$17,0),MATCH(AK1085&AL1085,$C$2:$V$2,0))*(Калькулятор!$F$8/70)^справочно!$Y$2,0),ROUND(INDEX($C$6:$V$17,MATCH(AM1085,$B$6:$B$17,0),MATCH(AK1085&AL1085,$C$2:$V$2,0)),0))","v":877},"ЗО",{"$f":"3.6*AV1085/(4.19*(Калькулятор!$C$8-Калькулятор!$D$8))","v":75.325059665871123},{"$f":"IF(Калькулятор!$F$8<>70,INDEX($C$6:$V$17,MATCH(AM1085,$B$6:$B$17,0),MATCH(AK1085&AL1085,$C$2:$V$2,0))*(Калькулятор!$F$8/70)^справочно!$Y$2,INDEX($C$6:$V$17,MATCH(AM1085,$B$6:$B$17,0),MATCH(AK1085&AL1085,$C$2:$V$2,0)))","v":876.7}]
[null,null,null,null,null,null,null,null,null,null,null,null,null,null,null,null,null,null,null,null,null,null,null,null,null,null,"Конвектор внутрипольный Royal Thermo ATRIUM-110/300/1600-DG-U-AU","НС-1493084","RT-A-110/300/1600-DG-U-AU",3,5,9,13,18,21,23,110,300,1600,"DG","U","AU",{"$f":"IF((IFERROR(IF(VLOOKUP(AK1086,X:Y,2,0)=TRUE,1,0),0)+IFERROR(IF(VLOOKUP(AL1086,X:Y,2,0)=TRUE,1,0),0)+IFERROR(IF(VLOOKUP(AN1086,X:Y,2,0)=TRUE,1,0),0)+IFERROR(IF(VLOOKUP(AO1086,X:Y,2,0)=TRUE,1,0),0)+IFERROR(IF(VLOOKUP(AP1086,X:Y,2,0)=TRUE,1,0),0)+IF(AND(AM1086>=Калькулятор!$C$14,AM1086<=Калькулятор!$E$14),1,0)+IF(OR(AND(AS1086>=Калькулятор!$C$11,AS1086<=IF(ISBLANK(Калькулятор!$E$11),100000,Калькулятор!$E$11)),Калькулятор!$C$11&Калькулятор!$E$11=\"\"),1,0))=7,1,0)","v":0},{"$f":"SUM(AQ$2:AQ1086)","v":240},{"$f":"IF(Калькулятор!$F$8<>70,ROUND(INDEX($C$6:$V$17,MATCH(AM1086,$B$6:$B$17,0),MATCH(AK1086&AL1086,$C$2:$V$2,0))*(Калькулятор!$F$8/70)^справочно!$Y$2,0),ROUND(INDEX($C$6:$V$17,MATCH(AM1086,$B$6:$B$17,0),MATCH(AK1086&AL1086,$C$2:$V$2,0)),0))","v":1012},"ЗО",{"$f":"3.6*AV1086/(4.19*(Калькулятор!$C$8-Калькулятор!$D$8))","v":86.949880668257748},{"$f":"IF(Калькулятор!$F$8<>70,INDEX($C$6:$V$17,MATCH(AM1086,$B$6:$B$17,0),MATCH(AK1086&AL1086,$C$2:$V$2,0))*(Калькулятор!$F$8/70)^справочно!$Y$2,INDEX($C$6:$V$17,MATCH(AM1086,$B$6:$B$17,0),MATCH(AK1086&AL1086,$C$2:$V$2,0)))","v":1012.0000000000001}]
[null,null,null,null,null,null,null,null,null,null,null,null,null,null,null,null,null,null,null,null,null,null,null,null,null,null,"Конвектор внутрипольный Royal Thermo ATRIUM-110/300/1800-DG-U-AU","НС-1493085","RT-A-110/300/1800-DG-U-AU",3,5,9,13,18,21,23,110,300,1800,"DG","U","AU",{"$f":"IF((IFERROR(IF(VLOOKUP(AK1087,X:Y,2,0)=TRUE,1,0),0)+IFERROR(IF(VLOOKUP(AL1087,X:Y,2,0)=TRUE,1,0),0)+IFERROR(IF(VLOOKUP(AN1087,X:Y,2,0)=TRUE,1,0),0)+IFERROR(IF(VLOOKUP(AO1087,X:Y,2,0)=TRUE,1,0),0)+IFERROR(IF(VLOOKUP(AP1087,X:Y,2,0)=TRUE,1,0),0)+IF(AND(AM1087>=Калькулятор!$C$14,AM1087<=Калькулятор!$E$14),1,0)+IF(OR(AND(AS1087>=Калькулятор!$C$11,AS1087<=IF(ISBLANK(Калькулятор!$E$11),100000,Калькулятор!$E$11)),Калькулятор!$C$11&Калькулятор!$E$11=\"\"),1,0))=7,1,0)","v":0},{"$f":"SUM(AQ$2:AQ1087)","v":240},{"$f":"IF(Калькулятор!$F$8<>70,ROUND(INDEX($C$6:$V$17,MATCH(AM1087,$B$6:$B$17,0),MATCH(AK1087&AL1087,$C$2:$V$2,0))*(Калькулятор!$F$8/70)^справочно!$Y$2,0),ROUND(INDEX($C$6:$V$17,MATCH(AM1087,$B$6:$B$17,0),MATCH(AK1087&AL1087,$C$2:$V$2,0)),0))","v":1147},"ЗО",{"$f":"3.6*AV1087/(4.19*(Калькулятор!$C$8-Калькулятор!$D$8))","v":98.574701670644387},{"$f":"IF(Калькулятор!$F$8<>70,INDEX($C$6:$V$17,MATCH(AM1087,$B$6:$B$17,0),MATCH(AK1087&AL1087,$C$2:$V$2,0))*(Калькулятор!$F$8/70)^справочно!$Y$2,INDEX($C$6:$V$17,MATCH(AM1087,$B$6:$B$17,0),MATCH(AK1087&AL1087,$C$2:$V$2,0)))","v":1147.3000000000002}]
[null,null,null,null,null,null,null,null,null,null,null,null,null,null,null,null,null,null,null,null,null,null,null,null,null,null,"Конвектор внутрипольный Royal Thermo ATRIUM-110/300/2000-DG-U-AU","НС-1493086","RT-A-110/300/2000-DG-U-AU",3,5,9,13,18,21,23,110,300,2000,"DG","U","AU",{"$f":"IF((IFERROR(IF(VLOOKUP(AK1088,X:Y,2,0)=TRUE,1,0),0)+IFERROR(IF(VLOOKUP(AL1088,X:Y,2,0)=TRUE,1,0),0)+IFERROR(IF(VLOOKUP(AN1088,X:Y,2,0)=TRUE,1,0),0)+IFERROR(IF(VLOOKUP(AO1088,X:Y,2,0)=TRUE,1,0),0)+IFERROR(IF(VLOOKUP(AP1088,X:Y,2,0)=TRUE,1,0),0)+IF(AND(AM1088>=Калькулятор!$C$14,AM1088<=Калькулятор!$E$14),1,0)+IF(OR(AND(AS1088>=Калькулятор!$C$11,AS1088<=IF(ISBLANK(Калькулятор!$E$11),100000,Калькулятор!$E$11)),Калькулятор!$C$11&Калькулятор!$E$11=\"\"),1,0))=7,1,0)","v":0},{"$f":"SUM(AQ$2:AQ1088)","v":240},{"$f":"IF(Калькулятор!$F$8<>70,ROUND(INDEX($C$6:$V$17,MATCH(AM1088,$B$6:$B$17,0),MATCH(AK1088&AL1088,$C$2:$V$2,0))*(Калькулятор!$F$8/70)^справочно!$Y$2,0),ROUND(INDEX($C$6:$V$17,MATCH(AM1088,$B$6:$B$17,0),MATCH(AK1088&AL1088,$C$2:$V$2,0)),0))","v":1284},"ЗО",{"$f":"3.6*AV1088/(4.19*(Калькулятор!$C$8-Калькулятор!$D$8))","v":110.29403341288783},{"$f":"IF(Калькулятор!$F$8<>70,INDEX($C$6:$V$17,MATCH(AM1088,$B$6:$B$17,0),MATCH(AK1088&AL1088,$C$2:$V$2,0))*(Калькулятор!$F$8/70)^справочно!$Y$2,INDEX($C$6:$V$17,MATCH(AM1088,$B$6:$B$17,0),MATCH(AK1088&AL1088,$C$2:$V$2,0)))","v":1283.7}]
[null,null,null,null,null,null,null,null,null,null,null,null,null,null,null,null,null,null,null,null,null,null,null,null,null,null,"Конвектор внутрипольный Royal Thermo ATRIUM-110/300/2200-DG-U-AU","НС-1493087","RT-A-110/300/2200-DG-U-AU",3,5,9,13,18,21,23,110,300,2200,"DG","U","AU",{"$f":"IF((IFERROR(IF(VLOOKUP(AK1089,X:Y,2,0)=TRUE,1,0),0)+IFERROR(IF(VLOOKUP(AL1089,X:Y,2,0)=TRUE,1,0),0)+IFERROR(IF(VLOOKUP(AN1089,X:Y,2,0)=TRUE,1,0),0)+IFERROR(IF(VLOOKUP(AO1089,X:Y,2,0)=TRUE,1,0),0)+IFERROR(IF(VLOOKUP(AP1089,X:Y,2,0)=TRUE,1,0),0)+IF(AND(AM1089>=Калькулятор!$C$14,AM1089<=Калькулятор!$E$14),1,0)+IF(OR(AND(AS1089>=Калькулятор!$C$11,AS1089<=IF(ISBLANK(Калькулятор!$E$11),100000,Калькулятор!$E$11)),Калькулятор!$C$11&Калькулятор!$E$11=\"\"),1,0))=7,1,0)","v":0},{"$f":"SUM(AQ$2:AQ1089)","v":240},{"$f":"IF(Калькулятор!$F$8<>70,ROUND(INDEX($C$6:$V$17,MATCH(AM1089,$B$6:$B$17,0),MATCH(AK1089&AL1089,$C$2:$V$2,0))*(Калькулятор!$F$8/70)^справочно!$Y$2,0),ROUND(INDEX($C$6:$V$17,MATCH(AM1089,$B$6:$B$17,0),MATCH(AK1089&AL1089,$C$2:$V$2,0)),0))","v":1419},"ЗО",{"$f":"3.6*AV1089/(4.19*(Калькулятор!$C$8-Калькулятор!$D$8))","v":121.91885441527445},{"$f":"IF(Калькулятор!$F$8<>70,INDEX($C$6:$V$17,MATCH(AM1089,$B$6:$B$17,0),MATCH(AK1089&AL1089,$C$2:$V$2,0))*(Калькулятор!$F$8/70)^справочно!$Y$2,INDEX($C$6:$V$17,MATCH(AM1089,$B$6:$B$17,0),MATCH(AK1089&AL1089,$C$2:$V$2,0)))","v":1419.0000000000002}]
[null,null,null,null,null,null,null,null,null,null,null,null,null,null,null,null,null,null,null,null,null,null,null,null,null,null,"Конвектор внутрипольный Royal Thermo ATRIUM-110/300/2400-DG-U-AU","НС-1493088","RT-A-110/300/2400-DG-U-AU",{"$f":"SEARCH(\"-\",AC1090)","v":3},{"$f":"SEARCH(\"-\",AC1090,AD1090+1)","v":5},{"$f":"SEARCH(\"/\",AC1090)","v":9},{"$f":"SEARCH(\"/\",AC1090,AF1090+1)","v":13},{"$f":"SEARCH(\"-\",AC1090,AE1090+1)","v":18},{"$f":"SEARCH(\"-\",AC1090,AH1090+1)","v":21},{"$f":"SEARCH(\"-\",AC1090,AI1090+1)","v":23},{"$f":"MID($AC1090,AE1090+1,AF1090-AE1090-1)*1","v":110},{"$f":"MID($AC1090,AF1090+1,AG1090-AF1090-1)*1","v":300},{"$f":"MID($AC1090,AG1090+1,AH1090-AG1090-1)*1","v":2400},{"$f":"MID($AC1090,AH1090+1,AI1090-AH1090-1)","v":"DG"},{"$f":"MID($AC1090,AI1090+1,AJ1090-AI1090-1)","v":"U"},{"$f":"MID($AC1090,AI1090+3,LEN(AC1090)-AI1090-1)","v":"AU"},{"$f":"IF((IFERROR(IF(VLOOKUP(AK1090,X:Y,2,0)=TRUE,1,0),0)+IFERROR(IF(VLOOKUP(AL1090,X:Y,2,0)=TRUE,1,0),0)+IFERROR(IF(VLOOKUP(AN1090,X:Y,2,0)=TRUE,1,0),0)+IFERROR(IF(VLOOKUP(AO1090,X:Y,2,0)=TRUE,1,0),0)+IFERROR(IF(VLOOKUP(AP1090,X:Y,2,0)=TRUE,1,0),0)+IF(AND(AM1090>=Калькулятор!$C$14,AM1090<=Калькулятор!$E$14),1,0)+IF(OR(AND(AS1090>=Калькулятор!$C$11,AS1090<=IF(ISBLANK(Калькулятор!$E$11),100000,Калькулятор!$E$11)),Калькулятор!$C$11&Калькулятор!$E$11=\"\"),1,0))=7,1,0)","v":0},{"$f":"SUM(AQ$2:AQ1090)","v":240},{"$f":"IF(Калькулятор!$F$8<>70,ROUND(INDEX($C$6:$V$17,MATCH(AM1090,$B$6:$B$17,0),MATCH(AK1090&AL1090,$C$2:$V$2,0))*(Калькулятор!$F$8/70)^справочно!$Y$2,0),ROUND(INDEX($C$6:$V$17,MATCH(AM1090,$B$6:$B$17,0),MATCH(AK1090&AL1090,$C$2:$V$2,0)),0))","v":1554},"ЗО",{"$f":"3.6*AV1090/(4.19*(Калькулятор!$C$8-Калькулятор!$D$8))","v":133.54367541766109},{"$f":"IF(Калькулятор!$F$8<>70,INDEX($C$6:$V$17,MATCH(AM1090,$B$6:$B$17,0),MATCH(AK1090&AL1090,$C$2:$V$2,0))*(Калькулятор!$F$8/70)^справочно!$Y$2,INDEX($C$6:$V$17,MATCH(AM1090,$B$6:$B$17,0),MATCH(AK1090&AL1090,$C$2:$V$2,0)))","v":1554.3000000000002}]
[null,null,null,null,null,null,null,null,null,null,null,null,null,null,null,null,null,null,null,null,null,null,null,null,null,null,"Конвектор внутрипольный Royal Thermo ATRIUM-110/300/2600-DG-U-AU","НС-1493089","RT-A-110/300/2600-DG-U-AU",3,5,9,13,18,21,23,110,300,2600,"DG","U","AU",{"$f":"IF((IFERROR(IF(VLOOKUP(AK1091,X:Y,2,0)=TRUE,1,0),0)+IFERROR(IF(VLOOKUP(AL1091,X:Y,2,0)=TRUE,1,0),0)+IFERROR(IF(VLOOKUP(AN1091,X:Y,2,0)=TRUE,1,0),0)+IFERROR(IF(VLOOKUP(AO1091,X:Y,2,0)=TRUE,1,0),0)+IFERROR(IF(VLOOKUP(AP1091,X:Y,2,0)=TRUE,1,0),0)+IF(AND(AM1091>=Калькулятор!$C$14,AM1091<=Калькулятор!$E$14),1,0)+IF(OR(AND(AS1091>=Калькулятор!$C$11,AS1091<=IF(ISBLANK(Калькулятор!$E$11),100000,Калькулятор!$E$11)),Калькулятор!$C$11&Калькулятор!$E$11=\"\"),1,0))=7,1,0)","v":0},{"$f":"SUM(AQ$2:AQ1091)","v":240},{"$f":"IF(Калькулятор!$F$8<>70,ROUND(INDEX($C$6:$V$17,MATCH(AM1091,$B$6:$B$17,0),MATCH(AK1091&AL1091,$C$2:$V$2,0))*(Калькулятор!$F$8/70)^справочно!$Y$2,0),ROUND(INDEX($C$6:$V$17,MATCH(AM1091,$B$6:$B$17,0),MATCH(AK1091&AL1091,$C$2:$V$2,0)),0))","v":1690},"ЗО",{"$f":"3.6*AV1091/(4.19*(Калькулятор!$C$8-Калькулятор!$D$8))","v":145.16849642004772},{"$f":"IF(Калькулятор!$F$8<>70,INDEX($C$6:$V$17,MATCH(AM1091,$B$6:$B$17,0),MATCH(AK1091&AL1091,$C$2:$V$2,0))*(Калькулятор!$F$8/70)^справочно!$Y$2,INDEX($C$6:$V$17,MATCH(AM1091,$B$6:$B$17,0),MATCH(AK1091&AL1091,$C$2:$V$2,0)))","v":1689.6000000000001}]
[null,null,null,null,null,null,null,null,null,null,null,null,null,null,null,null,null,null,null,null,null,null,null,null,null,null,"Конвектор внутрипольный Royal Thermo ATRIUM-110/300/2800-DG-U-AU","НС-1493090","RT-A-110/300/2800-DG-U-AU",3,5,9,13,18,21,23,110,300,2800,"DG","U","AU",{"$f":"IF((IFERROR(IF(VLOOKUP(AK1092,X:Y,2,0)=TRUE,1,0),0)+IFERROR(IF(VLOOKUP(AL1092,X:Y,2,0)=TRUE,1,0),0)+IFERROR(IF(VLOOKUP(AN1092,X:Y,2,0)=TRUE,1,0),0)+IFERROR(IF(VLOOKUP(AO1092,X:Y,2,0)=TRUE,1,0),0)+IFERROR(IF(VLOOKUP(AP1092,X:Y,2,0)=TRUE,1,0),0)+IF(AND(AM1092>=Калькулятор!$C$14,AM1092<=Калькулятор!$E$14),1,0)+IF(OR(AND(AS1092>=Калькулятор!$C$11,AS1092<=IF(ISBLANK(Калькулятор!$E$11),100000,Калькулятор!$E$11)),Калькулятор!$C$11&Калькулятор!$E$11=\"\"),1,0))=7,1,0)","v":0},{"$f":"SUM(AQ$2:AQ1092)","v":240},{"$f":"IF(Калькулятор!$F$8<>70,ROUND(INDEX($C$6:$V$17,MATCH(AM1092,$B$6:$B$17,0),MATCH(AK1092&AL1092,$C$2:$V$2,0))*(Калькулятор!$F$8/70)^справочно!$Y$2,0),ROUND(INDEX($C$6:$V$17,MATCH(AM1092,$B$6:$B$17,0),MATCH(AK1092&AL1092,$C$2:$V$2,0)),0))","v":1825},"ЗО",{"$f":"3.6*AV1092/(4.19*(Калькулятор!$C$8-Калькулятор!$D$8))","v":156.79331742243434},{"$f":"IF(Калькулятор!$F$8<>70,INDEX($C$6:$V$17,MATCH(AM1092,$B$6:$B$17,0),MATCH(AK1092&AL1092,$C$2:$V$2,0))*(Калькулятор!$F$8/70)^справочно!$Y$2,INDEX($C$6:$V$17,MATCH(AM1092,$B$6:$B$17,0),MATCH(AK1092&AL1092,$C$2:$V$2,0)))","v":1824.9}]
[null,null,null,null,null,null,null,null,null,null,null,null,null,null,null,null,null,null,null,null,null,null,null,null,null,null,"Конвектор внутрипольный Royal Thermo ATRIUM-110/300/3000-DG-U-AU","НС-1493091","RT-A-110/300/3000-DG-U-AU",3,5,9,13,18,21,23,110,300,3000,"DG","U","AU",{"$f":"IF((IFERROR(IF(VLOOKUP(AK1093,X:Y,2,0)=TRUE,1,0),0)+IFERROR(IF(VLOOKUP(AL1093,X:Y,2,0)=TRUE,1,0),0)+IFERROR(IF(VLOOKUP(AN1093,X:Y,2,0)=TRUE,1,0),0)+IFERROR(IF(VLOOKUP(AO1093,X:Y,2,0)=TRUE,1,0),0)+IFERROR(IF(VLOOKUP(AP1093,X:Y,2,0)=TRUE,1,0),0)+IF(AND(AM1093>=Калькулятор!$C$14,AM1093<=Калькулятор!$E$14),1,0)+IF(OR(AND(AS1093>=Калькулятор!$C$11,AS1093<=IF(ISBLANK(Калькулятор!$E$11),100000,Калькулятор!$E$11)),Калькулятор!$C$11&Калькулятор!$E$11=\"\"),1,0))=7,1,0)","v":0},{"$f":"SUM(AQ$2:AQ1093)","v":240},{"$f":"IF(Калькулятор!$F$8<>70,ROUND(INDEX($C$6:$V$17,MATCH(AM1093,$B$6:$B$17,0),MATCH(AK1093&AL1093,$C$2:$V$2,0))*(Калькулятор!$F$8/70)^справочно!$Y$2,0),ROUND(INDEX($C$6:$V$17,MATCH(AM1093,$B$6:$B$17,0),MATCH(AK1093&AL1093,$C$2:$V$2,0)),0))","v":1961},"ЗО",{"$f":"3.6*AV1093/(4.19*(Калькулятор!$C$8-Калькулятор!$D$8))","v":168.51264916467781},{"$f":"IF(Калькулятор!$F$8<>70,INDEX($C$6:$V$17,MATCH(AM1093,$B$6:$B$17,0),MATCH(AK1093&AL1093,$C$2:$V$2,0))*(Калькулятор!$F$8/70)^справочно!$Y$2,INDEX($C$6:$V$17,MATCH(AM1093,$B$6:$B$17,0),MATCH(AK1093&AL1093,$C$2:$V$2,0)))","v":1961.3000000000002}]
[null,null,null,null,null,null,null,null,null,null,null,null,null,null,null,null,null,null,null,null,null,null,null,null,null,null,"Конвектор внутрипольный Royal Thermo ATRIUM-110/400/800-DG-U-AU","НС-1493105","RT-A-110/400/800-DG-U-AU",3,5,9,13,17,20,22,110,400,800,"DG","U","AU",{"$f":"IF((IFERROR(IF(VLOOKUP(AK1094,X:Y,2,0)=TRUE,1,0),0)+IFERROR(IF(VLOOKUP(AL1094,X:Y,2,0)=TRUE,1,0),0)+IFERROR(IF(VLOOKUP(AN1094,X:Y,2,0)=TRUE,1,0),0)+IFERROR(IF(VLOOKUP(AO1094,X:Y,2,0)=TRUE,1,0),0)+IFERROR(IF(VLOOKUP(AP1094,X:Y,2,0)=TRUE,1,0),0)+IF(AND(AM1094>=Калькулятор!$C$14,AM1094<=Калькулятор!$E$14),1,0)+IF(OR(AND(AS1094>=Калькулятор!$C$11,AS1094<=IF(ISBLANK(Калькулятор!$E$11),100000,Калькулятор!$E$11)),Калькулятор!$C$11&Калькулятор!$E$11=\"\"),1,0))=7,1,0)","v":0},{"$f":"SUM(AQ$2:AQ1094)","v":240},{"$f":"IF(Калькулятор!$F$8<>70,ROUND(INDEX($C$6:$V$17,MATCH(AM1094,$B$6:$B$17,0),MATCH(AK1094&AL1094,$C$2:$V$2,0))*(Калькулятор!$F$8/70)^справочно!$Y$2,0),ROUND(INDEX($C$6:$V$17,MATCH(AM1094,$B$6:$B$17,0),MATCH(AK1094&AL1094,$C$2:$V$2,0)),0))","v":659},"ЗО",{"$f":"3.6*AV1094/(4.19*(Калькулятор!$C$8-Калькулятор!$D$8))","v":56.611933174224347},{"$f":"IF(Калькулятор!$F$8<>70,INDEX($C$6:$V$17,MATCH(AM1094,$B$6:$B$17,0),MATCH(AK1094&AL1094,$C$2:$V$2,0))*(Калькулятор!$F$8/70)^справочно!$Y$2,INDEX($C$6:$V$17,MATCH(AM1094,$B$6:$B$17,0),MATCH(AK1094&AL1094,$C$2:$V$2,0)))","v":658.90000000000009}]
[null,null,null,null,null,null,null,null,null,null,null,null,null,null,null,null,null,null,null,null,null,null,null,null,null,null,"Конвектор внутрипольный Royal Thermo ATRIUM-110/400/1000-DG-U-AU","НС-1493094","RT-A-110/400/1000-DG-U-AU",3,5,9,13,18,21,23,110,400,1000,"DG","U","AU",{"$f":"IF((IFERROR(IF(VLOOKUP(AK1095,X:Y,2,0)=TRUE,1,0),0)+IFERROR(IF(VLOOKUP(AL1095,X:Y,2,0)=TRUE,1,0),0)+IFERROR(IF(VLOOKUP(AN1095,X:Y,2,0)=TRUE,1,0),0)+IFERROR(IF(VLOOKUP(AO1095,X:Y,2,0)=TRUE,1,0),0)+IFERROR(IF(VLOOKUP(AP1095,X:Y,2,0)=TRUE,1,0),0)+IF(AND(AM1095>=Калькулятор!$C$14,AM1095<=Калькулятор!$E$14),1,0)+IF(OR(AND(AS1095>=Калькулятор!$C$11,AS1095<=IF(ISBLANK(Калькулятор!$E$11),100000,Калькулятор!$E$11)),Калькулятор!$C$11&Калькулятор!$E$11=\"\"),1,0))=7,1,0)","v":0},{"$f":"SUM(AQ$2:AQ1095)","v":240},{"$f":"IF(Калькулятор!$F$8<>70,ROUND(INDEX($C$6:$V$17,MATCH(AM1095,$B$6:$B$17,0),MATCH(AK1095&AL1095,$C$2:$V$2,0))*(Калькулятор!$F$8/70)^справочно!$Y$2,0),ROUND(INDEX($C$6:$V$17,MATCH(AM1095,$B$6:$B$17,0),MATCH(AK1095&AL1095,$C$2:$V$2,0)),0))","v":857},"ЗО",{"$f":"3.6*AV1095/(4.19*(Калькулятор!$C$8-Калькулятор!$D$8))","v":73.623866348448686},{"$f":"IF(Калькулятор!$F$8<>70,INDEX($C$6:$V$17,MATCH(AM1095,$B$6:$B$17,0),MATCH(AK1095&AL1095,$C$2:$V$2,0))*(Калькулятор!$F$8/70)^справочно!$Y$2,INDEX($C$6:$V$17,MATCH(AM1095,$B$6:$B$17,0),MATCH(AK1095&AL1095,$C$2:$V$2,0)))","v":856.90000000000009}]
[null,null,null,null,null,null,null,null,null,null,null,null,null,null,null,null,null,null,null,null,null,null,null,null,null,null,"Конвектор внутрипольный Royal Thermo ATRIUM-110/400/1200-DG-U-AU","НС-1493095","RT-A-110/400/1200-DG-U-AU",3,5,9,13,18,21,23,110,400,1200,"DG","U","AU",{"$f":"IF((IFERROR(IF(VLOOKUP(AK1096,X:Y,2,0)=TRUE,1,0),0)+IFERROR(IF(VLOOKUP(AL1096,X:Y,2,0)=TRUE,1,0),0)+IFERROR(IF(VLOOKUP(AN1096,X:Y,2,0)=TRUE,1,0),0)+IFERROR(IF(VLOOKUP(AO1096,X:Y,2,0)=TRUE,1,0),0)+IFERROR(IF(VLOOKUP(AP1096,X:Y,2,0)=TRUE,1,0),0)+IF(AND(AM1096>=Калькулятор!$C$14,AM1096<=Калькулятор!$E$14),1,0)+IF(OR(AND(AS1096>=Калькулятор!$C$11,AS1096<=IF(ISBLANK(Калькулятор!$E$11),100000,Калькулятор!$E$11)),Калькулятор!$C$11&Калькулятор!$E$11=\"\"),1,0))=7,1,0)","v":0},{"$f":"SUM(AQ$2:AQ1096)","v":240},{"$f":"IF(Калькулятор!$F$8<>70,ROUND(INDEX($C$6:$V$17,MATCH(AM1096,$B$6:$B$17,0),MATCH(AK1096&AL1096,$C$2:$V$2,0))*(Калькулятор!$F$8/70)^справочно!$Y$2,0),ROUND(INDEX($C$6:$V$17,MATCH(AM1096,$B$6:$B$17,0),MATCH(AK1096&AL1096,$C$2:$V$2,0)),0))","v":1054},"ЗО",{"$f":"3.6*AV1096/(4.19*(Калькулятор!$C$8-Калькулятор!$D$8))","v":90.541288782816238},{"$f":"IF(Калькулятор!$F$8<>70,INDEX($C$6:$V$17,MATCH(AM1096,$B$6:$B$17,0),MATCH(AK1096&AL1096,$C$2:$V$2,0))*(Калькулятор!$F$8/70)^справочно!$Y$2,INDEX($C$6:$V$17,MATCH(AM1096,$B$6:$B$17,0),MATCH(AK1096&AL1096,$C$2:$V$2,0)))","v":1053.8000000000002}]
[null,null,null,null,null,null,null,null,null,null,null,null,null,null,null,null,null,null,null,null,null,null,null,null,null,null,"Конвектор внутрипольный Royal Thermo ATRIUM-110/400/1400-DG-U-AU","НС-1493096","RT-A-110/400/1400-DG-U-AU",3,5,9,13,18,21,23,110,400,1400,"DG","U","AU",{"$f":"IF((IFERROR(IF(VLOOKUP(AK1097,X:Y,2,0)=TRUE,1,0),0)+IFERROR(IF(VLOOKUP(AL1097,X:Y,2,0)=TRUE,1,0),0)+IFERROR(IF(VLOOKUP(AN1097,X:Y,2,0)=TRUE,1,0),0)+IFERROR(IF(VLOOKUP(AO1097,X:Y,2,0)=TRUE,1,0),0)+IFERROR(IF(VLOOKUP(AP1097,X:Y,2,0)=TRUE,1,0),0)+IF(AND(AM1097>=Калькулятор!$C$14,AM1097<=Калькулятор!$E$14),1,0)+IF(OR(AND(AS1097>=Калькулятор!$C$11,AS1097<=IF(ISBLANK(Калькулятор!$E$11),100000,Калькулятор!$E$11)),Калькулятор!$C$11&Калькулятор!$E$11=\"\"),1,0))=7,1,0)","v":0},{"$f":"SUM(AQ$2:AQ1097)","v":240},{"$f":"IF(Калькулятор!$F$8<>70,ROUND(INDEX($C$6:$V$17,MATCH(AM1097,$B$6:$B$17,0),MATCH(AK1097&AL1097,$C$2:$V$2,0))*(Калькулятор!$F$8/70)^справочно!$Y$2,0),ROUND(INDEX($C$6:$V$17,MATCH(AM1097,$B$6:$B$17,0),MATCH(AK1097&AL1097,$C$2:$V$2,0)),0))","v":1251},"ЗО",{"$f":"3.6*AV1097/(4.19*(Калькулятор!$C$8-Калькулятор!$D$8))","v":107.45871121718376},{"$f":"IF(Калькулятор!$F$8<>70,INDEX($C$6:$V$17,MATCH(AM1097,$B$6:$B$17,0),MATCH(AK1097&AL1097,$C$2:$V$2,0))*(Калькулятор!$F$8/70)^справочно!$Y$2,INDEX($C$6:$V$17,MATCH(AM1097,$B$6:$B$17,0),MATCH(AK1097&AL1097,$C$2:$V$2,0)))","v":1250.7}]
[null,null,null,null,null,null,null,null,null,null,null,null,null,null,null,null,null,null,null,null,null,null,null,null,null,null,"Конвектор внутрипольный Royal Thermo ATRIUM-110/400/1600-DG-U-AU","НС-1493097","RT-A-110/400/1600-DG-U-AU",3,5,9,13,18,21,23,110,400,1600,"DG","U","AU",{"$f":"IF((IFERROR(IF(VLOOKUP(AK1098,X:Y,2,0)=TRUE,1,0),0)+IFERROR(IF(VLOOKUP(AL1098,X:Y,2,0)=TRUE,1,0),0)+IFERROR(IF(VLOOKUP(AN1098,X:Y,2,0)=TRUE,1,0),0)+IFERROR(IF(VLOOKUP(AO1098,X:Y,2,0)=TRUE,1,0),0)+IFERROR(IF(VLOOKUP(AP1098,X:Y,2,0)=TRUE,1,0),0)+IF(AND(AM1098>=Калькулятор!$C$14,AM1098<=Калькулятор!$E$14),1,0)+IF(OR(AND(AS1098>=Калькулятор!$C$11,AS1098<=IF(ISBLANK(Калькулятор!$E$11),100000,Калькулятор!$E$11)),Калькулятор!$C$11&Калькулятор!$E$11=\"\"),1,0))=7,1,0)","v":0},{"$f":"SUM(AQ$2:AQ1098)","v":240},{"$f":"IF(Калькулятор!$F$8<>70,ROUND(INDEX($C$6:$V$17,MATCH(AM1098,$B$6:$B$17,0),MATCH(AK1098&AL1098,$C$2:$V$2,0))*(Калькулятор!$F$8/70)^справочно!$Y$2,0),ROUND(INDEX($C$6:$V$17,MATCH(AM1098,$B$6:$B$17,0),MATCH(AK1098&AL1098,$C$2:$V$2,0)),0))","v":1449},"ЗО",{"$f":"3.6*AV1098/(4.19*(Калькулятор!$C$8-Калькулятор!$D$8))","v":124.47064439140811},{"$f":"IF(Калькулятор!$F$8<>70,INDEX($C$6:$V$17,MATCH(AM1098,$B$6:$B$17,0),MATCH(AK1098&AL1098,$C$2:$V$2,0))*(Калькулятор!$F$8/70)^справочно!$Y$2,INDEX($C$6:$V$17,MATCH(AM1098,$B$6:$B$17,0),MATCH(AK1098&AL1098,$C$2:$V$2,0)))","v":1448.7}]
[null,null,null,null,null,null,null,null,null,null,null,null,null,null,null,null,null,null,null,null,null,null,null,null,null,null,"Конвектор внутрипольный Royal Thermo ATRIUM-110/400/1800-DG-U-AU","НС-1493098","RT-A-110/400/1800-DG-U-AU",3,5,9,13,18,21,23,110,400,1800,"DG","U","AU",{"$f":"IF((IFERROR(IF(VLOOKUP(AK1099,X:Y,2,0)=TRUE,1,0),0)+IFERROR(IF(VLOOKUP(AL1099,X:Y,2,0)=TRUE,1,0),0)+IFERROR(IF(VLOOKUP(AN1099,X:Y,2,0)=TRUE,1,0),0)+IFERROR(IF(VLOOKUP(AO1099,X:Y,2,0)=TRUE,1,0),0)+IFERROR(IF(VLOOKUP(AP1099,X:Y,2,0)=TRUE,1,0),0)+IF(AND(AM1099>=Калькулятор!$C$14,AM1099<=Калькулятор!$E$14),1,0)+IF(OR(AND(AS1099>=Калькулятор!$C$11,AS1099<=IF(ISBLANK(Калькулятор!$E$11),100000,Калькулятор!$E$11)),Калькулятор!$C$11&Калькулятор!$E$11=\"\"),1,0))=7,1,0)","v":0},{"$f":"SUM(AQ$2:AQ1099)","v":240},{"$f":"IF(Калькулятор!$F$8<>70,ROUND(INDEX($C$6:$V$17,MATCH(AM1099,$B$6:$B$17,0),MATCH(AK1099&AL1099,$C$2:$V$2,0))*(Калькулятор!$F$8/70)^справочно!$Y$2,0),ROUND(INDEX($C$6:$V$17,MATCH(AM1099,$B$6:$B$17,0),MATCH(AK1099&AL1099,$C$2:$V$2,0)),0))","v":1647},"ЗО",{"$f":"3.6*AV1099/(4.19*(Калькулятор!$C$8-Калькулятор!$D$8))","v":141.48257756563243},{"$f":"IF(Калькулятор!$F$8<>70,INDEX($C$6:$V$17,MATCH(AM1099,$B$6:$B$17,0),MATCH(AK1099&AL1099,$C$2:$V$2,0))*(Калькулятор!$F$8/70)^справочно!$Y$2,INDEX($C$6:$V$17,MATCH(AM1099,$B$6:$B$17,0),MATCH(AK1099&AL1099,$C$2:$V$2,0)))","v":1646.7}]
[null,null,null,null,null,null,null,null,null,null,null,null,null,null,null,null,null,null,null,null,null,null,null,null,null,null,"Конвектор внутрипольный Royal Thermo ATRIUM-110/400/2000-DG-U-AU","НС-1493099","RT-A-110/400/2000-DG-U-AU",3,5,9,13,18,21,23,110,400,2000,"DG","U","AU",{"$f":"IF((IFERROR(IF(VLOOKUP(AK1100,X:Y,2,0)=TRUE,1,0),0)+IFERROR(IF(VLOOKUP(AL1100,X:Y,2,0)=TRUE,1,0),0)+IFERROR(IF(VLOOKUP(AN1100,X:Y,2,0)=TRUE,1,0),0)+IFERROR(IF(VLOOKUP(AO1100,X:Y,2,0)=TRUE,1,0),0)+IFERROR(IF(VLOOKUP(AP1100,X:Y,2,0)=TRUE,1,0),0)+IF(AND(AM1100>=Калькулятор!$C$14,AM1100<=Калькулятор!$E$14),1,0)+IF(OR(AND(AS1100>=Калькулятор!$C$11,AS1100<=IF(ISBLANK(Калькулятор!$E$11),100000,Калькулятор!$E$11)),Калькулятор!$C$11&Калькулятор!$E$11=\"\"),1,0))=7,1,0)","v":0},{"$f":"SUM(AQ$2:AQ1100)","v":240},{"$f":"IF(Калькулятор!$F$8<>70,ROUND(INDEX($C$6:$V$17,MATCH(AM1100,$B$6:$B$17,0),MATCH(AK1100&AL1100,$C$2:$V$2,0))*(Калькулятор!$F$8/70)^справочно!$Y$2,0),ROUND(INDEX($C$6:$V$17,MATCH(AM1100,$B$6:$B$17,0),MATCH(AK1100&AL1100,$C$2:$V$2,0)),0))","v":1845},"ЗО",{"$f":"3.6*AV1100/(4.19*(Калькулятор!$C$8-Калькулятор!$D$8))","v":158.49451073985679},{"$f":"IF(Калькулятор!$F$8<>70,INDEX($C$6:$V$17,MATCH(AM1100,$B$6:$B$17,0),MATCH(AK1100&AL1100,$C$2:$V$2,0))*(Калькулятор!$F$8/70)^справочно!$Y$2,INDEX($C$6:$V$17,MATCH(AM1100,$B$6:$B$17,0),MATCH(AK1100&AL1100,$C$2:$V$2,0)))","v":1844.7}]
[null,null,null,null,null,null,null,null,null,null,null,null,null,null,null,null,null,null,null,null,null,null,null,null,null,null,"Конвектор внутрипольный Royal Thermo ATRIUM-110/400/2200-DG-U-AU","НС-1493100","RT-A-110/400/2200-DG-U-AU",3,5,9,13,18,21,23,110,400,2200,"DG","U","AU",{"$f":"IF((IFERROR(IF(VLOOKUP(AK1101,X:Y,2,0)=TRUE,1,0),0)+IFERROR(IF(VLOOKUP(AL1101,X:Y,2,0)=TRUE,1,0),0)+IFERROR(IF(VLOOKUP(AN1101,X:Y,2,0)=TRUE,1,0),0)+IFERROR(IF(VLOOKUP(AO1101,X:Y,2,0)=TRUE,1,0),0)+IFERROR(IF(VLOOKUP(AP1101,X:Y,2,0)=TRUE,1,0),0)+IF(AND(AM1101>=Калькулятор!$C$14,AM1101<=Калькулятор!$E$14),1,0)+IF(OR(AND(AS1101>=Калькулятор!$C$11,AS1101<=IF(ISBLANK(Калькулятор!$E$11),100000,Калькулятор!$E$11)),Калькулятор!$C$11&Калькулятор!$E$11=\"\"),1,0))=7,1,0)","v":0},{"$f":"SUM(AQ$2:AQ1101)","v":240},{"$f":"IF(Калькулятор!$F$8<>70,ROUND(INDEX($C$6:$V$17,MATCH(AM1101,$B$6:$B$17,0),MATCH(AK1101&AL1101,$C$2:$V$2,0))*(Калькулятор!$F$8/70)^справочно!$Y$2,0),ROUND(INDEX($C$6:$V$17,MATCH(AM1101,$B$6:$B$17,0),MATCH(AK1101&AL1101,$C$2:$V$2,0)),0))","v":2042},"ЗО",{"$f":"3.6*AV1101/(4.19*(Калькулятор!$C$8-Калькулятор!$D$8))","v":175.41193317422432},{"$f":"IF(Калькулятор!$F$8<>70,INDEX($C$6:$V$17,MATCH(AM1101,$B$6:$B$17,0),MATCH(AK1101&AL1101,$C$2:$V$2,0))*(Калькулятор!$F$8/70)^справочно!$Y$2,INDEX($C$6:$V$17,MATCH(AM1101,$B$6:$B$17,0),MATCH(AK1101&AL1101,$C$2:$V$2,0)))","v":2041.6000000000001}]
[null,null,null,null,null,null,null,null,null,null,null,null,null,null,null,null,null,null,null,null,null,null,null,null,null,null,"Конвектор внутрипольный Royal Thermo ATRIUM-110/400/2400-DG-U-AU","НС-1493101","RT-A-110/400/2400-DG-U-AU",3,5,9,13,18,21,23,110,400,2400,"DG","U","AU",{"$f":"IF((IFERROR(IF(VLOOKUP(AK1102,X:Y,2,0)=TRUE,1,0),0)+IFERROR(IF(VLOOKUP(AL1102,X:Y,2,0)=TRUE,1,0),0)+IFERROR(IF(VLOOKUP(AN1102,X:Y,2,0)=TRUE,1,0),0)+IFERROR(IF(VLOOKUP(AO1102,X:Y,2,0)=TRUE,1,0),0)+IFERROR(IF(VLOOKUP(AP1102,X:Y,2,0)=TRUE,1,0),0)+IF(AND(AM1102>=Калькулятор!$C$14,AM1102<=Калькулятор!$E$14),1,0)+IF(OR(AND(AS1102>=Калькулятор!$C$11,AS1102<=IF(ISBLANK(Калькулятор!$E$11),100000,Калькулятор!$E$11)),Калькулятор!$C$11&Калькулятор!$E$11=\"\"),1,0))=7,1,0)","v":0},{"$f":"SUM(AQ$2:AQ1102)","v":240},{"$f":"IF(Калькулятор!$F$8<>70,ROUND(INDEX($C$6:$V$17,MATCH(AM1102,$B$6:$B$17,0),MATCH(AK1102&AL1102,$C$2:$V$2,0))*(Калькулятор!$F$8/70)^справочно!$Y$2,0),ROUND(INDEX($C$6:$V$17,MATCH(AM1102,$B$6:$B$17,0),MATCH(AK1102&AL1102,$C$2:$V$2,0)),0))","v":2239},"ЗО",{"$f":"3.6*AV1102/(4.19*(Калькулятор!$C$8-Калькулятор!$D$8))","v":192.32935560859187},{"$f":"IF(Калькулятор!$F$8<>70,INDEX($C$6:$V$17,MATCH(AM1102,$B$6:$B$17,0),MATCH(AK1102&AL1102,$C$2:$V$2,0))*(Калькулятор!$F$8/70)^справочно!$Y$2,INDEX($C$6:$V$17,MATCH(AM1102,$B$6:$B$17,0),MATCH(AK1102&AL1102,$C$2:$V$2,0)))","v":2238.5}]
[null,null,null,null,null,null,null,null,null,null,null,null,null,null,null,null,null,null,null,null,null,null,null,null,null,null,"Конвектор внутрипольный Royal Thermo ATRIUM-110/400/2600-DG-U-AU","НС-1493102","RT-A-110/400/2600-DG-U-AU",3,5,9,13,18,21,23,110,400,2600,"DG","U","AU",{"$f":"IF((IFERROR(IF(VLOOKUP(AK1103,X:Y,2,0)=TRUE,1,0),0)+IFERROR(IF(VLOOKUP(AL1103,X:Y,2,0)=TRUE,1,0),0)+IFERROR(IF(VLOOKUP(AN1103,X:Y,2,0)=TRUE,1,0),0)+IFERROR(IF(VLOOKUP(AO1103,X:Y,2,0)=TRUE,1,0),0)+IFERROR(IF(VLOOKUP(AP1103,X:Y,2,0)=TRUE,1,0),0)+IF(AND(AM1103>=Калькулятор!$C$14,AM1103<=Калькулятор!$E$14),1,0)+IF(OR(AND(AS1103>=Калькулятор!$C$11,AS1103<=IF(ISBLANK(Калькулятор!$E$11),100000,Калькулятор!$E$11)),Калькулятор!$C$11&Калькулятор!$E$11=\"\"),1,0))=7,1,0)","v":0},{"$f":"SUM(AQ$2:AQ1103)","v":240},{"$f":"IF(Калькулятор!$F$8<>70,ROUND(INDEX($C$6:$V$17,MATCH(AM1103,$B$6:$B$17,0),MATCH(AK1103&AL1103,$C$2:$V$2,0))*(Калькулятор!$F$8/70)^справочно!$Y$2,0),ROUND(INDEX($C$6:$V$17,MATCH(AM1103,$B$6:$B$17,0),MATCH(AK1103&AL1103,$C$2:$V$2,0)),0))","v":2437},"ЗО",{"$f":"3.6*AV1103/(4.19*(Калькулятор!$C$8-Калькулятор!$D$8))","v":209.34128878281618},{"$f":"IF(Калькулятор!$F$8<>70,INDEX($C$6:$V$17,MATCH(AM1103,$B$6:$B$17,0),MATCH(AK1103&AL1103,$C$2:$V$2,0))*(Калькулятор!$F$8/70)^справочно!$Y$2,INDEX($C$6:$V$17,MATCH(AM1103,$B$6:$B$17,0),MATCH(AK1103&AL1103,$C$2:$V$2,0)))","v":2436.5}]
[null,null,null,null,null,null,null,null,null,null,null,null,null,null,null,null,null,null,null,null,null,null,null,null,null,null,"Конвектор внутрипольный Royal Thermo ATRIUM-110/400/2800-DG-U-AU","НС-1493103","RT-A-110/400/2800-DG-U-AU",3,5,9,13,18,21,23,110,400,2800,"DG","U","AU",{"$f":"IF((IFERROR(IF(VLOOKUP(AK1104,X:Y,2,0)=TRUE,1,0),0)+IFERROR(IF(VLOOKUP(AL1104,X:Y,2,0)=TRUE,1,0),0)+IFERROR(IF(VLOOKUP(AN1104,X:Y,2,0)=TRUE,1,0),0)+IFERROR(IF(VLOOKUP(AO1104,X:Y,2,0)=TRUE,1,0),0)+IFERROR(IF(VLOOKUP(AP1104,X:Y,2,0)=TRUE,1,0),0)+IF(AND(AM1104>=Калькулятор!$C$14,AM1104<=Калькулятор!$E$14),1,0)+IF(OR(AND(AS1104>=Калькулятор!$C$11,AS1104<=IF(ISBLANK(Калькулятор!$E$11),100000,Калькулятор!$E$11)),Калькулятор!$C$11&Калькулятор!$E$11=\"\"),1,0))=7,1,0)","v":0},{"$f":"SUM(AQ$2:AQ1104)","v":240},{"$f":"IF(Калькулятор!$F$8<>70,ROUND(INDEX($C$6:$V$17,MATCH(AM1104,$B$6:$B$17,0),MATCH(AK1104&AL1104,$C$2:$V$2,0))*(Калькулятор!$F$8/70)^справочно!$Y$2,0),ROUND(INDEX($C$6:$V$17,MATCH(AM1104,$B$6:$B$17,0),MATCH(AK1104&AL1104,$C$2:$V$2,0)),0))","v":2635},"ЗО",{"$f":"3.6*AV1104/(4.19*(Калькулятор!$C$8-Калькулятор!$D$8))","v":226.35322195704055},{"$f":"IF(Калькулятор!$F$8<>70,INDEX($C$6:$V$17,MATCH(AM1104,$B$6:$B$17,0),MATCH(AK1104&AL1104,$C$2:$V$2,0))*(Калькулятор!$F$8/70)^справочно!$Y$2,INDEX($C$6:$V$17,MATCH(AM1104,$B$6:$B$17,0),MATCH(AK1104&AL1104,$C$2:$V$2,0)))","v":2634.5}]
[null,null,null,null,null,null,null,null,null,null,null,null,null,null,null,null,null,null,null,null,null,null,null,null,null,null,"Конвектор внутрипольный Royal Thermo ATRIUM-110/400/3000-DG-U-AU","НС-1493104","RT-A-110/400/3000-DG-U-AU",3,5,9,13,18,21,23,110,400,3000,"DG","U","AU",{"$f":"IF((IFERROR(IF(VLOOKUP(AK1105,X:Y,2,0)=TRUE,1,0),0)+IFERROR(IF(VLOOKUP(AL1105,X:Y,2,0)=TRUE,1,0),0)+IFERROR(IF(VLOOKUP(AN1105,X:Y,2,0)=TRUE,1,0),0)+IFERROR(IF(VLOOKUP(AO1105,X:Y,2,0)=TRUE,1,0),0)+IFERROR(IF(VLOOKUP(AP1105,X:Y,2,0)=TRUE,1,0),0)+IF(AND(AM1105>=Калькулятор!$C$14,AM1105<=Калькулятор!$E$14),1,0)+IF(OR(AND(AS1105>=Калькулятор!$C$11,AS1105<=IF(ISBLANK(Калькулятор!$E$11),100000,Калькулятор!$E$11)),Калькулятор!$C$11&Калькулятор!$E$11=\"\"),1,0))=7,1,0)","v":0},{"$f":"SUM(AQ$2:AQ1105)","v":240},{"$f":"IF(Калькулятор!$F$8<>70,ROUND(INDEX($C$6:$V$17,MATCH(AM1105,$B$6:$B$17,0),MATCH(AK1105&AL1105,$C$2:$V$2,0))*(Калькулятор!$F$8/70)^справочно!$Y$2,0),ROUND(INDEX($C$6:$V$17,MATCH(AM1105,$B$6:$B$17,0),MATCH(AK1105&AL1105,$C$2:$V$2,0)),0))","v":2831},"ЗО",{"$f":"3.6*AV1105/(4.19*(Калькулятор!$C$8-Калькулятор!$D$8))","v":243.2706443914081},{"$f":"IF(Калькулятор!$F$8<>70,INDEX($C$6:$V$17,MATCH(AM1105,$B$6:$B$17,0),MATCH(AK1105&AL1105,$C$2:$V$2,0))*(Калькулятор!$F$8/70)^справочно!$Y$2,INDEX($C$6:$V$17,MATCH(AM1105,$B$6:$B$17,0),MATCH(AK1105&AL1105,$C$2:$V$2,0)))","v":2831.4}]
[null,null,null,null,null,null,null,null,null,null,null,null,null,null,null,null,null,null,null,null,null,null,null,null,null,null,"Конвектор внутрипольный Royal Thermo ATRIUM-150/200/800-DG-U-AU","НС-1493118","RT-A-150/200/800-DG-U-AU",3,5,9,13,17,20,22,150,200,800,"DG","U","AU",{"$f":"IF((IFERROR(IF(VLOOKUP(AK1106,X:Y,2,0)=TRUE,1,0),0)+IFERROR(IF(VLOOKUP(AL1106,X:Y,2,0)=TRUE,1,0),0)+IFERROR(IF(VLOOKUP(AN1106,X:Y,2,0)=TRUE,1,0),0)+IFERROR(IF(VLOOKUP(AO1106,X:Y,2,0)=TRUE,1,0),0)+IFERROR(IF(VLOOKUP(AP1106,X:Y,2,0)=TRUE,1,0),0)+IF(AND(AM1106>=Калькулятор!$C$14,AM1106<=Калькулятор!$E$14),1,0)+IF(OR(AND(AS1106>=Калькулятор!$C$11,AS1106<=IF(ISBLANK(Калькулятор!$E$11),100000,Калькулятор!$E$11)),Калькулятор!$C$11&Калькулятор!$E$11=\"\"),1,0))=7,1,0)","v":0},{"$f":"SUM(AQ$2:AQ1106)","v":240},{"$f":"IF(Калькулятор!$F$8<>70,ROUND(INDEX($C$6:$V$17,MATCH(AM1106,$B$6:$B$17,0),MATCH(AK1106&AL1106,$C$2:$V$2,0))*(Калькулятор!$F$8/70)^справочно!$Y$2,0),ROUND(INDEX($C$6:$V$17,MATCH(AM1106,$B$6:$B$17,0),MATCH(AK1106&AL1106,$C$2:$V$2,0)),0))","v":392},"ЗО",{"$f":"3.6*AV1106/(4.19*(Калькулятор!$C$8-Калькулятор!$D$8))","v":33.64582338902148},{"$f":"IF(Калькулятор!$F$8<>70,INDEX($C$6:$V$17,MATCH(AM1106,$B$6:$B$17,0),MATCH(AK1106&AL1106,$C$2:$V$2,0))*(Калькулятор!$F$8/70)^справочно!$Y$2,INDEX($C$6:$V$17,MATCH(AM1106,$B$6:$B$17,0),MATCH(AK1106&AL1106,$C$2:$V$2,0)))","v":391.6}]
[null,null,null,null,null,null,null,null,null,null,null,null,null,null,null,null,null,null,null,null,null,null,null,null,null,null,"Конвектор внутрипольный Royal Thermo ATRIUM-150/200/1000-DG-U-AU","НС-1493107","RT-A-150/200/1000-DG-U-AU",3,5,9,13,18,21,23,150,200,1000,"DG","U","AU",{"$f":"IF((IFERROR(IF(VLOOKUP(AK1107,X:Y,2,0)=TRUE,1,0),0)+IFERROR(IF(VLOOKUP(AL1107,X:Y,2,0)=TRUE,1,0),0)+IFERROR(IF(VLOOKUP(AN1107,X:Y,2,0)=TRUE,1,0),0)+IFERROR(IF(VLOOKUP(AO1107,X:Y,2,0)=TRUE,1,0),0)+IFERROR(IF(VLOOKUP(AP1107,X:Y,2,0)=TRUE,1,0),0)+IF(AND(AM1107>=Калькулятор!$C$14,AM1107<=Калькулятор!$E$14),1,0)+IF(OR(AND(AS1107>=Калькулятор!$C$11,AS1107<=IF(ISBLANK(Калькулятор!$E$11),100000,Калькулятор!$E$11)),Калькулятор!$C$11&Калькулятор!$E$11=\"\"),1,0))=7,1,0)","v":0},{"$f":"SUM(AQ$2:AQ1107)","v":240},{"$f":"IF(Калькулятор!$F$8<>70,ROUND(INDEX($C$6:$V$17,MATCH(AM1107,$B$6:$B$17,0),MATCH(AK1107&AL1107,$C$2:$V$2,0))*(Калькулятор!$F$8/70)^справочно!$Y$2,0),ROUND(INDEX($C$6:$V$17,MATCH(AM1107,$B$6:$B$17,0),MATCH(AK1107&AL1107,$C$2:$V$2,0)),0))","v":536},"ЗО",{"$f":"3.6*AV1107/(4.19*(Калькулятор!$C$8-Калькулятор!$D$8))","v":46.026730310262529},{"$f":"IF(Калькулятор!$F$8<>70,INDEX($C$6:$V$17,MATCH(AM1107,$B$6:$B$17,0),MATCH(AK1107&AL1107,$C$2:$V$2,0))*(Калькулятор!$F$8/70)^справочно!$Y$2,INDEX($C$6:$V$17,MATCH(AM1107,$B$6:$B$17,0),MATCH(AK1107&AL1107,$C$2:$V$2,0)))","v":535.70000000000005}]
[null,null,null,null,null,null,null,null,null,null,null,null,null,null,null,null,null,null,null,null,null,null,null,null,null,null,"Конвектор внутрипольный Royal Thermo ATRIUM-150/200/1200-DG-U-AU","НС-1493108","RT-A-150/200/1200-DG-U-AU",3,5,9,13,18,21,23,150,200,1200,"DG","U","AU",{"$f":"IF((IFERROR(IF(VLOOKUP(AK1108,X:Y,2,0)=TRUE,1,0),0)+IFERROR(IF(VLOOKUP(AL1108,X:Y,2,0)=TRUE,1,0),0)+IFERROR(IF(VLOOKUP(AN1108,X:Y,2,0)=TRUE,1,0),0)+IFERROR(IF(VLOOKUP(AO1108,X:Y,2,0)=TRUE,1,0),0)+IFERROR(IF(VLOOKUP(AP1108,X:Y,2,0)=TRUE,1,0),0)+IF(AND(AM1108>=Калькулятор!$C$14,AM1108<=Калькулятор!$E$14),1,0)+IF(OR(AND(AS1108>=Калькулятор!$C$11,AS1108<=IF(ISBLANK(Калькулятор!$E$11),100000,Калькулятор!$E$11)),Калькулятор!$C$11&Калькулятор!$E$11=\"\"),1,0))=7,1,0)","v":0},{"$f":"SUM(AQ$2:AQ1108)","v":240},{"$f":"IF(Калькулятор!$F$8<>70,ROUND(INDEX($C$6:$V$17,MATCH(AM1108,$B$6:$B$17,0),MATCH(AK1108&AL1108,$C$2:$V$2,0))*(Калькулятор!$F$8/70)^справочно!$Y$2,0),ROUND(INDEX($C$6:$V$17,MATCH(AM1108,$B$6:$B$17,0),MATCH(AK1108&AL1108,$C$2:$V$2,0)),0))","v":686},"ЗО",{"$f":"3.6*AV1108/(4.19*(Калькулятор!$C$8-Калькулятор!$D$8))","v":58.974701670644393},{"$f":"IF(Калькулятор!$F$8<>70,INDEX($C$6:$V$17,MATCH(AM1108,$B$6:$B$17,0),MATCH(AK1108&AL1108,$C$2:$V$2,0))*(Калькулятор!$F$8/70)^справочно!$Y$2,INDEX($C$6:$V$17,MATCH(AM1108,$B$6:$B$17,0),MATCH(AK1108&AL1108,$C$2:$V$2,0)))","v":686.40000000000009}]
[null,null,null,null,null,null,null,null,null,null,null,null,null,null,null,null,null,null,null,null,null,null,null,null,null,null,"Конвектор внутрипольный Royal Thermo ATRIUM-150/200/1400-DG-U-AU","НС-1493109","RT-A-150/200/1400-DG-U-AU",3,5,9,13,18,21,23,150,200,1400,"DG","U","AU",{"$f":"IF((IFERROR(IF(VLOOKUP(AK1109,X:Y,2,0)=TRUE,1,0),0)+IFERROR(IF(VLOOKUP(AL1109,X:Y,2,0)=TRUE,1,0),0)+IFERROR(IF(VLOOKUP(AN1109,X:Y,2,0)=TRUE,1,0),0)+IFERROR(IF(VLOOKUP(AO1109,X:Y,2,0)=TRUE,1,0),0)+IFERROR(IF(VLOOKUP(AP1109,X:Y,2,0)=TRUE,1,0),0)+IF(AND(AM1109>=Калькулятор!$C$14,AM1109<=Калькулятор!$E$14),1,0)+IF(OR(AND(AS1109>=Калькулятор!$C$11,AS1109<=IF(ISBLANK(Калькулятор!$E$11),100000,Калькулятор!$E$11)),Калькулятор!$C$11&Калькулятор!$E$11=\"\"),1,0))=7,1,0)","v":0},{"$f":"SUM(AQ$2:AQ1109)","v":240},{"$f":"IF(Калькулятор!$F$8<>70,ROUND(INDEX($C$6:$V$17,MATCH(AM1109,$B$6:$B$17,0),MATCH(AK1109&AL1109,$C$2:$V$2,0))*(Калькулятор!$F$8/70)^справочно!$Y$2,0),ROUND(INDEX($C$6:$V$17,MATCH(AM1109,$B$6:$B$17,0),MATCH(AK1109&AL1109,$C$2:$V$2,0)),0))","v":835},"ЗО",{"$f":"3.6*AV1109/(4.19*(Калькулятор!$C$8-Калькулятор!$D$8))","v":71.733651551312647},{"$f":"IF(Калькулятор!$F$8<>70,INDEX($C$6:$V$17,MATCH(AM1109,$B$6:$B$17,0),MATCH(AK1109&AL1109,$C$2:$V$2,0))*(Калькулятор!$F$8/70)^справочно!$Y$2,INDEX($C$6:$V$17,MATCH(AM1109,$B$6:$B$17,0),MATCH(AK1109&AL1109,$C$2:$V$2,0)))","v":834.90000000000009}]
[null,null,null,null,null,null,null,null,null,null,null,null,null,null,null,null,null,null,null,null,null,null,null,null,null,null,"Конвектор внутрипольный Royal Thermo ATRIUM-150/200/1600-DG-U-AU","НС-1493110","RT-A-150/200/1600-DG-U-AU",3,5,9,13,18,21,23,150,200,1600,"DG","U","AU",{"$f":"IF((IFERROR(IF(VLOOKUP(AK1110,X:Y,2,0)=TRUE,1,0),0)+IFERROR(IF(VLOOKUP(AL1110,X:Y,2,0)=TRUE,1,0),0)+IFERROR(IF(VLOOKUP(AN1110,X:Y,2,0)=TRUE,1,0),0)+IFERROR(IF(VLOOKUP(AO1110,X:Y,2,0)=TRUE,1,0),0)+IFERROR(IF(VLOOKUP(AP1110,X:Y,2,0)=TRUE,1,0),0)+IF(AND(AM1110>=Калькулятор!$C$14,AM1110<=Калькулятор!$E$14),1,0)+IF(OR(AND(AS1110>=Калькулятор!$C$11,AS1110<=IF(ISBLANK(Калькулятор!$E$11),100000,Калькулятор!$E$11)),Калькулятор!$C$11&Калькулятор!$E$11=\"\"),1,0))=7,1,0)","v":0},{"$f":"SUM(AQ$2:AQ1110)","v":240},{"$f":"IF(Калькулятор!$F$8<>70,ROUND(INDEX($C$6:$V$17,MATCH(AM1110,$B$6:$B$17,0),MATCH(AK1110&AL1110,$C$2:$V$2,0))*(Калькулятор!$F$8/70)^справочно!$Y$2,0),ROUND(INDEX($C$6:$V$17,MATCH(AM1110,$B$6:$B$17,0),MATCH(AK1110&AL1110,$C$2:$V$2,0)),0))","v":982},"ЗО",{"$f":"3.6*AV1110/(4.19*(Калькулятор!$C$8-Калькулятор!$D$8))","v":84.3980906921241},{"$f":"IF(Калькулятор!$F$8<>70,INDEX($C$6:$V$17,MATCH(AM1110,$B$6:$B$17,0),MATCH(AK1110&AL1110,$C$2:$V$2,0))*(Калькулятор!$F$8/70)^справочно!$Y$2,INDEX($C$6:$V$17,MATCH(AM1110,$B$6:$B$17,0),MATCH(AK1110&AL1110,$C$2:$V$2,0)))","v":982.30000000000007}]
[null,null,null,null,null,null,null,null,null,null,null,null,null,null,null,null,null,null,null,null,null,null,null,null,null,null,"Конвектор внутрипольный Royal Thermo ATRIUM-150/200/1800-DG-U-AU","НС-1493111","RT-A-150/200/1800-DG-U-AU",3,5,9,13,18,21,23,150,200,1800,"DG","U","AU",{"$f":"IF((IFERROR(IF(VLOOKUP(AK1111,X:Y,2,0)=TRUE,1,0),0)+IFERROR(IF(VLOOKUP(AL1111,X:Y,2,0)=TRUE,1,0),0)+IFERROR(IF(VLOOKUP(AN1111,X:Y,2,0)=TRUE,1,0),0)+IFERROR(IF(VLOOKUP(AO1111,X:Y,2,0)=TRUE,1,0),0)+IFERROR(IF(VLOOKUP(AP1111,X:Y,2,0)=TRUE,1,0),0)+IF(AND(AM1111>=Калькулятор!$C$14,AM1111<=Калькулятор!$E$14),1,0)+IF(OR(AND(AS1111>=Калькулятор!$C$11,AS1111<=IF(ISBLANK(Калькулятор!$E$11),100000,Калькулятор!$E$11)),Калькулятор!$C$11&Калькулятор!$E$11=\"\"),1,0))=7,1,0)","v":0},{"$f":"SUM(AQ$2:AQ1111)","v":240},{"$f":"IF(Калькулятор!$F$8<>70,ROUND(INDEX($C$6:$V$17,MATCH(AM1111,$B$6:$B$17,0),MATCH(AK1111&AL1111,$C$2:$V$2,0))*(Калькулятор!$F$8/70)^справочно!$Y$2,0),ROUND(INDEX($C$6:$V$17,MATCH(AM1111,$B$6:$B$17,0),MATCH(AK1111&AL1111,$C$2:$V$2,0)),0))","v":1130},"ЗО",{"$f":"3.6*AV1111/(4.19*(Калькулятор!$C$8-Калькулятор!$D$8))","v":97.062529832935553},{"$f":"IF(Калькулятор!$F$8<>70,INDEX($C$6:$V$17,MATCH(AM1111,$B$6:$B$17,0),MATCH(AK1111&AL1111,$C$2:$V$2,0))*(Калькулятор!$F$8/70)^справочно!$Y$2,INDEX($C$6:$V$17,MATCH(AM1111,$B$6:$B$17,0),MATCH(AK1111&AL1111,$C$2:$V$2,0)))","v":1129.7}]
[null,null,null,null,null,null,null,null,null,null,null,null,null,null,null,null,null,null,null,null,null,null,null,null,null,null,"Конвектор внутрипольный Royal Thermo ATRIUM-150/200/2000-DG-U-AU","НС-1493112","RT-A-150/200/2000-DG-U-AU",3,5,9,13,18,21,23,150,200,2000,"DG","U","AU",{"$f":"IF((IFERROR(IF(VLOOKUP(AK1112,X:Y,2,0)=TRUE,1,0),0)+IFERROR(IF(VLOOKUP(AL1112,X:Y,2,0)=TRUE,1,0),0)+IFERROR(IF(VLOOKUP(AN1112,X:Y,2,0)=TRUE,1,0),0)+IFERROR(IF(VLOOKUP(AO1112,X:Y,2,0)=TRUE,1,0),0)+IFERROR(IF(VLOOKUP(AP1112,X:Y,2,0)=TRUE,1,0),0)+IF(AND(AM1112>=Калькулятор!$C$14,AM1112<=Калькулятор!$E$14),1,0)+IF(OR(AND(AS1112>=Калькулятор!$C$11,AS1112<=IF(ISBLANK(Калькулятор!$E$11),100000,Калькулятор!$E$11)),Калькулятор!$C$11&Калькулятор!$E$11=\"\"),1,0))=7,1,0)","v":0},{"$f":"SUM(AQ$2:AQ1112)","v":240},{"$f":"IF(Калькулятор!$F$8<>70,ROUND(INDEX($C$6:$V$17,MATCH(AM1112,$B$6:$B$17,0),MATCH(AK1112&AL1112,$C$2:$V$2,0))*(Калькулятор!$F$8/70)^справочно!$Y$2,0),ROUND(INDEX($C$6:$V$17,MATCH(AM1112,$B$6:$B$17,0),MATCH(AK1112&AL1112,$C$2:$V$2,0)),0))","v":1278},"ЗО",{"$f":"3.6*AV1112/(4.19*(Калькулятор!$C$8-Калькулятор!$D$8))","v":109.82147971360381},{"$f":"IF(Калькулятор!$F$8<>70,INDEX($C$6:$V$17,MATCH(AM1112,$B$6:$B$17,0),MATCH(AK1112&AL1112,$C$2:$V$2,0))*(Калькулятор!$F$8/70)^справочно!$Y$2,INDEX($C$6:$V$17,MATCH(AM1112,$B$6:$B$17,0),MATCH(AK1112&AL1112,$C$2:$V$2,0)))","v":1278.2}]
[null,null,null,null,null,null,null,null,null,null,null,null,null,null,null,null,null,null,null,null,null,null,null,null,null,null,"Конвектор внутрипольный Royal Thermo ATRIUM-150/200/2200-DG-U-AU","НС-1493113","RT-A-150/200/2200-DG-U-AU",3,5,9,13,18,21,23,150,200,2200,"DG","U","AU",{"$f":"IF((IFERROR(IF(VLOOKUP(AK1113,X:Y,2,0)=TRUE,1,0),0)+IFERROR(IF(VLOOKUP(AL1113,X:Y,2,0)=TRUE,1,0),0)+IFERROR(IF(VLOOKUP(AN1113,X:Y,2,0)=TRUE,1,0),0)+IFERROR(IF(VLOOKUP(AO1113,X:Y,2,0)=TRUE,1,0),0)+IFERROR(IF(VLOOKUP(AP1113,X:Y,2,0)=TRUE,1,0),0)+IF(AND(AM1113>=Калькулятор!$C$14,AM1113<=Калькулятор!$E$14),1,0)+IF(OR(AND(AS1113>=Калькулятор!$C$11,AS1113<=IF(ISBLANK(Калькулятор!$E$11),100000,Калькулятор!$E$11)),Калькулятор!$C$11&Калькулятор!$E$11=\"\"),1,0))=7,1,0)","v":0},{"$f":"SUM(AQ$2:AQ1113)","v":240},{"$f":"IF(Калькулятор!$F$8<>70,ROUND(INDEX($C$6:$V$17,MATCH(AM1113,$B$6:$B$17,0),MATCH(AK1113&AL1113,$C$2:$V$2,0))*(Калькулятор!$F$8/70)^справочно!$Y$2,0),ROUND(INDEX($C$6:$V$17,MATCH(AM1113,$B$6:$B$17,0),MATCH(AK1113&AL1113,$C$2:$V$2,0)),0))","v":1426},"ЗО",{"$f":"3.6*AV1113/(4.19*(Калькулятор!$C$8-Калькулятор!$D$8))","v":122.48591885441527},{"$f":"IF(Калькулятор!$F$8<>70,INDEX($C$6:$V$17,MATCH(AM1113,$B$6:$B$17,0),MATCH(AK1113&AL1113,$C$2:$V$2,0))*(Калькулятор!$F$8/70)^справочно!$Y$2,INDEX($C$6:$V$17,MATCH(AM1113,$B$6:$B$17,0),MATCH(AK1113&AL1113,$C$2:$V$2,0)))","v":1425.6000000000001}]
[null,null,null,null,null,null,null,null,null,null,null,null,null,null,null,null,null,null,null,null,null,null,null,null,null,null,"Конвектор внутрипольный Royal Thermo ATRIUM-150/200/2400-DG-U-AU","НС-1493114","RT-A-150/200/2400-DG-U-AU",3,5,9,13,18,21,23,150,200,2400,"DG","U","AU",{"$f":"IF((IFERROR(IF(VLOOKUP(AK1114,X:Y,2,0)=TRUE,1,0),0)+IFERROR(IF(VLOOKUP(AL1114,X:Y,2,0)=TRUE,1,0),0)+IFERROR(IF(VLOOKUP(AN1114,X:Y,2,0)=TRUE,1,0),0)+IFERROR(IF(VLOOKUP(AO1114,X:Y,2,0)=TRUE,1,0),0)+IFERROR(IF(VLOOKUP(AP1114,X:Y,2,0)=TRUE,1,0),0)+IF(AND(AM1114>=Калькулятор!$C$14,AM1114<=Калькулятор!$E$14),1,0)+IF(OR(AND(AS1114>=Калькулятор!$C$11,AS1114<=IF(ISBLANK(Калькулятор!$E$11),100000,Калькулятор!$E$11)),Калькулятор!$C$11&Калькулятор!$E$11=\"\"),1,0))=7,1,0)","v":0},{"$f":"SUM(AQ$2:AQ1114)","v":240},{"$f":"IF(Калькулятор!$F$8<>70,ROUND(INDEX($C$6:$V$17,MATCH(AM1114,$B$6:$B$17,0),MATCH(AK1114&AL1114,$C$2:$V$2,0))*(Калькулятор!$F$8/70)^справочно!$Y$2,0),ROUND(INDEX($C$6:$V$17,MATCH(AM1114,$B$6:$B$17,0),MATCH(AK1114&AL1114,$C$2:$V$2,0)),0))","v":1573},"ЗО",{"$f":"3.6*AV1114/(4.19*(Калькулятор!$C$8-Калькулятор!$D$8))","v":135.15035799522673},{"$f":"IF(Калькулятор!$F$8<>70,INDEX($C$6:$V$17,MATCH(AM1114,$B$6:$B$17,0),MATCH(AK1114&AL1114,$C$2:$V$2,0))*(Калькулятор!$F$8/70)^справочно!$Y$2,INDEX($C$6:$V$17,MATCH(AM1114,$B$6:$B$17,0),MATCH(AK1114&AL1114,$C$2:$V$2,0)))","v":1573.0000000000002}]
[null,null,null,null,null,null,null,null,null,null,null,null,null,null,null,null,null,null,null,null,null,null,null,null,null,null,"Конвектор внутрипольный Royal Thermo ATRIUM-150/200/2600-DG-U-AU","НС-1493115","RT-A-150/200/2600-DG-U-AU",3,5,9,13,18,21,23,150,200,2600,"DG","U","AU",{"$f":"IF((IFERROR(IF(VLOOKUP(AK1115,X:Y,2,0)=TRUE,1,0),0)+IFERROR(IF(VLOOKUP(AL1115,X:Y,2,0)=TRUE,1,0),0)+IFERROR(IF(VLOOKUP(AN1115,X:Y,2,0)=TRUE,1,0),0)+IFERROR(IF(VLOOKUP(AO1115,X:Y,2,0)=TRUE,1,0),0)+IFERROR(IF(VLOOKUP(AP1115,X:Y,2,0)=TRUE,1,0),0)+IF(AND(AM1115>=Калькулятор!$C$14,AM1115<=Калькулятор!$E$14),1,0)+IF(OR(AND(AS1115>=Калькулятор!$C$11,AS1115<=IF(ISBLANK(Калькулятор!$E$11),100000,Калькулятор!$E$11)),Калькулятор!$C$11&Калькулятор!$E$11=\"\"),1,0))=7,1,0)","v":0},{"$f":"SUM(AQ$2:AQ1115)","v":240},{"$f":"IF(Калькулятор!$F$8<>70,ROUND(INDEX($C$6:$V$17,MATCH(AM1115,$B$6:$B$17,0),MATCH(AK1115&AL1115,$C$2:$V$2,0))*(Калькулятор!$F$8/70)^справочно!$Y$2,0),ROUND(INDEX($C$6:$V$17,MATCH(AM1115,$B$6:$B$17,0),MATCH(AK1115&AL1115,$C$2:$V$2,0)),0))","v":1720},"ЗО",{"$f":"3.6*AV1115/(4.19*(Калькулятор!$C$8-Калькулятор!$D$8))","v":147.81479713603818},{"$f":"IF(Калькулятор!$F$8<>70,INDEX($C$6:$V$17,MATCH(AM1115,$B$6:$B$17,0),MATCH(AK1115&AL1115,$C$2:$V$2,0))*(Калькулятор!$F$8/70)^справочно!$Y$2,INDEX($C$6:$V$17,MATCH(AM1115,$B$6:$B$17,0),MATCH(AK1115&AL1115,$C$2:$V$2,0)))","v":1720.4}]
[null,null,null,null,null,null,null,null,null,null,null,null,null,null,null,null,null,null,null,null,null,null,null,null,null,null,"Конвектор внутрипольный Royal Thermo ATRIUM-150/200/2800-DG-U-AU","НС-1493116","RT-A-150/200/2800-DG-U-AU",3,5,9,13,18,21,23,150,200,2800,"DG","U","AU",{"$f":"IF((IFERROR(IF(VLOOKUP(AK1116,X:Y,2,0)=TRUE,1,0),0)+IFERROR(IF(VLOOKUP(AL1116,X:Y,2,0)=TRUE,1,0),0)+IFERROR(IF(VLOOKUP(AN1116,X:Y,2,0)=TRUE,1,0),0)+IFERROR(IF(VLOOKUP(AO1116,X:Y,2,0)=TRUE,1,0),0)+IFERROR(IF(VLOOKUP(AP1116,X:Y,2,0)=TRUE,1,0),0)+IF(AND(AM1116>=Калькулятор!$C$14,AM1116<=Калькулятор!$E$14),1,0)+IF(OR(AND(AS1116>=Калькулятор!$C$11,AS1116<=IF(ISBLANK(Калькулятор!$E$11),100000,Калькулятор!$E$11)),Калькулятор!$C$11&Калькулятор!$E$11=\"\"),1,0))=7,1,0)","v":0},{"$f":"SUM(AQ$2:AQ1116)","v":240},{"$f":"IF(Калькулятор!$F$8<>70,ROUND(INDEX($C$6:$V$17,MATCH(AM1116,$B$6:$B$17,0),MATCH(AK1116&AL1116,$C$2:$V$2,0))*(Калькулятор!$F$8/70)^справочно!$Y$2,0),ROUND(INDEX($C$6:$V$17,MATCH(AM1116,$B$6:$B$17,0),MATCH(AK1116&AL1116,$C$2:$V$2,0)),0))","v":1869},"ЗО",{"$f":"3.6*AV1116/(4.19*(Калькулятор!$C$8-Калькулятор!$D$8))","v":160.57374701670645},{"$f":"IF(Калькулятор!$F$8<>70,INDEX($C$6:$V$17,MATCH(AM1116,$B$6:$B$17,0),MATCH(AK1116&AL1116,$C$2:$V$2,0))*(Калькулятор!$F$8/70)^справочно!$Y$2,INDEX($C$6:$V$17,MATCH(AM1116,$B$6:$B$17,0),MATCH(AK1116&AL1116,$C$2:$V$2,0)))","v":1868.9}]
[null,null,null,null,null,null,null,null,null,null,null,null,null,null,null,null,null,null,null,null,null,null,null,null,null,null,"Конвектор внутрипольный Royal Thermo ATRIUM-150/200/3000-DG-U-AU","НС-1493117","RT-A-150/200/3000-DG-U-AU",3,5,9,13,18,21,23,150,200,3000,"DG","U","AU",{"$f":"IF((IFERROR(IF(VLOOKUP(AK1117,X:Y,2,0)=TRUE,1,0),0)+IFERROR(IF(VLOOKUP(AL1117,X:Y,2,0)=TRUE,1,0),0)+IFERROR(IF(VLOOKUP(AN1117,X:Y,2,0)=TRUE,1,0),0)+IFERROR(IF(VLOOKUP(AO1117,X:Y,2,0)=TRUE,1,0),0)+IFERROR(IF(VLOOKUP(AP1117,X:Y,2,0)=TRUE,1,0),0)+IF(AND(AM1117>=Калькулятор!$C$14,AM1117<=Калькулятор!$E$14),1,0)+IF(OR(AND(AS1117>=Калькулятор!$C$11,AS1117<=IF(ISBLANK(Калькулятор!$E$11),100000,Калькулятор!$E$11)),Калькулятор!$C$11&Калькулятор!$E$11=\"\"),1,0))=7,1,0)","v":0},{"$f":"SUM(AQ$2:AQ1117)","v":240},{"$f":"IF(Калькулятор!$F$8<>70,ROUND(INDEX($C$6:$V$17,MATCH(AM1117,$B$6:$B$17,0),MATCH(AK1117&AL1117,$C$2:$V$2,0))*(Калькулятор!$F$8/70)^справочно!$Y$2,0),ROUND(INDEX($C$6:$V$17,MATCH(AM1117,$B$6:$B$17,0),MATCH(AK1117&AL1117,$C$2:$V$2,0)),0))","v":2016},"ЗО",{"$f":"3.6*AV1117/(4.19*(Калькулятор!$C$8-Калькулятор!$D$8))","v":173.2381861575179},{"$f":"IF(Калькулятор!$F$8<>70,INDEX($C$6:$V$17,MATCH(AM1117,$B$6:$B$17,0),MATCH(AK1117&AL1117,$C$2:$V$2,0))*(Калькулятор!$F$8/70)^справочно!$Y$2,INDEX($C$6:$V$17,MATCH(AM1117,$B$6:$B$17,0),MATCH(AK1117&AL1117,$C$2:$V$2,0)))","v":2016.3000000000002}]
[null,null,null,null,null,null,null,null,null,null,null,null,null,null,null,null,null,null,null,null,null,null,null,null,null,null,"Конвектор внутрипольный Royal Thermo ATRIUM-150/250/800-DG-U-AU","НС-1493131","RT-A-150/250/800-DG-U-AU",3,5,9,13,17,20,22,150,250,800,"DG","U","AU",{"$f":"IF((IFERROR(IF(VLOOKUP(AK1118,X:Y,2,0)=TRUE,1,0),0)+IFERROR(IF(VLOOKUP(AL1118,X:Y,2,0)=TRUE,1,0),0)+IFERROR(IF(VLOOKUP(AN1118,X:Y,2,0)=TRUE,1,0),0)+IFERROR(IF(VLOOKUP(AO1118,X:Y,2,0)=TRUE,1,0),0)+IFERROR(IF(VLOOKUP(AP1118,X:Y,2,0)=TRUE,1,0),0)+IF(AND(AM1118>=Калькулятор!$C$14,AM1118<=Калькулятор!$E$14),1,0)+IF(OR(AND(AS1118>=Калькулятор!$C$11,AS1118<=IF(ISBLANK(Калькулятор!$E$11),100000,Калькулятор!$E$11)),Калькулятор!$C$11&Калькулятор!$E$11=\"\"),1,0))=7,1,0)","v":0},{"$f":"SUM(AQ$2:AQ1118)","v":240},{"$f":"IF(Калькулятор!$F$8<>70,ROUND(INDEX($C$6:$V$17,MATCH(AM1118,$B$6:$B$17,0),MATCH(AK1118&AL1118,$C$2:$V$2,0))*(Калькулятор!$F$8/70)^справочно!$Y$2,0),ROUND(INDEX($C$6:$V$17,MATCH(AM1118,$B$6:$B$17,0),MATCH(AK1118&AL1118,$C$2:$V$2,0)),0))","v":503},"ЗО",{"$f":"3.6*AV1118/(4.19*(Калькулятор!$C$8-Калькулятор!$D$8))","v":43.19140811455847},{"$f":"IF(Калькулятор!$F$8<>70,INDEX($C$6:$V$17,MATCH(AM1118,$B$6:$B$17,0),MATCH(AK1118&AL1118,$C$2:$V$2,0))*(Калькулятор!$F$8/70)^справочно!$Y$2,INDEX($C$6:$V$17,MATCH(AM1118,$B$6:$B$17,0),MATCH(AK1118&AL1118,$C$2:$V$2,0)))","v":502.70000000000005}]
[null,null,null,null,null,null,null,null,null,null,null,null,null,null,null,null,null,null,null,null,null,null,null,null,null,null,"Конвектор внутрипольный Royal Thermo ATRIUM-150/250/1000-DG-U-AU","НС-1493120","RT-A-150/250/1000-DG-U-AU",3,5,9,13,18,21,23,150,250,1000,"DG","U","AU",{"$f":"IF((IFERROR(IF(VLOOKUP(AK1119,X:Y,2,0)=TRUE,1,0),0)+IFERROR(IF(VLOOKUP(AL1119,X:Y,2,0)=TRUE,1,0),0)+IFERROR(IF(VLOOKUP(AN1119,X:Y,2,0)=TRUE,1,0),0)+IFERROR(IF(VLOOKUP(AO1119,X:Y,2,0)=TRUE,1,0),0)+IFERROR(IF(VLOOKUP(AP1119,X:Y,2,0)=TRUE,1,0),0)+IF(AND(AM1119>=Калькулятор!$C$14,AM1119<=Калькулятор!$E$14),1,0)+IF(OR(AND(AS1119>=Калькулятор!$C$11,AS1119<=IF(ISBLANK(Калькулятор!$E$11),100000,Калькулятор!$E$11)),Калькулятор!$C$11&Калькулятор!$E$11=\"\"),1,0))=7,1,0)","v":0},{"$f":"SUM(AQ$2:AQ1119)","v":240},{"$f":"IF(Калькулятор!$F$8<>70,ROUND(INDEX($C$6:$V$17,MATCH(AM1119,$B$6:$B$17,0),MATCH(AK1119&AL1119,$C$2:$V$2,0))*(Калькулятор!$F$8/70)^справочно!$Y$2,0),ROUND(INDEX($C$6:$V$17,MATCH(AM1119,$B$6:$B$17,0),MATCH(AK1119&AL1119,$C$2:$V$2,0)),0))","v":671},"ЗО",{"$f":"3.6*AV1119/(4.19*(Калькулятор!$C$8-Калькулятор!$D$8))","v":57.651551312649154},{"$f":"IF(Калькулятор!$F$8<>70,INDEX($C$6:$V$17,MATCH(AM1119,$B$6:$B$17,0),MATCH(AK1119&AL1119,$C$2:$V$2,0))*(Калькулятор!$F$8/70)^справочно!$Y$2,INDEX($C$6:$V$17,MATCH(AM1119,$B$6:$B$17,0),MATCH(AK1119&AL1119,$C$2:$V$2,0)))","v":671}]
[null,null,null,null,null,null,null,null,null,null,null,null,null,null,null,null,null,null,null,null,null,null,null,null,null,null,"Конвектор внутрипольный Royal Thermo ATRIUM-150/250/1200-DG-U-AU","НС-1493121","RT-A-150/250/1200-DG-U-AU",3,5,9,13,18,21,23,150,250,1200,"DG","U","AU",{"$f":"IF((IFERROR(IF(VLOOKUP(AK1120,X:Y,2,0)=TRUE,1,0),0)+IFERROR(IF(VLOOKUP(AL1120,X:Y,2,0)=TRUE,1,0),0)+IFERROR(IF(VLOOKUP(AN1120,X:Y,2,0)=TRUE,1,0),0)+IFERROR(IF(VLOOKUP(AO1120,X:Y,2,0)=TRUE,1,0),0)+IFERROR(IF(VLOOKUP(AP1120,X:Y,2,0)=TRUE,1,0),0)+IF(AND(AM1120>=Калькулятор!$C$14,AM1120<=Калькулятор!$E$14),1,0)+IF(OR(AND(AS1120>=Калькулятор!$C$11,AS1120<=IF(ISBLANK(Калькулятор!$E$11),100000,Калькулятор!$E$11)),Калькулятор!$C$11&Калькулятор!$E$11=\"\"),1,0))=7,1,0)","v":0},{"$f":"SUM(AQ$2:AQ1120)","v":240},{"$f":"IF(Калькулятор!$F$8<>70,ROUND(INDEX($C$6:$V$17,MATCH(AM1120,$B$6:$B$17,0),MATCH(AK1120&AL1120,$C$2:$V$2,0))*(Калькулятор!$F$8/70)^справочно!$Y$2,0),ROUND(INDEX($C$6:$V$17,MATCH(AM1120,$B$6:$B$17,0),MATCH(AK1120&AL1120,$C$2:$V$2,0)),0))","v":839},"ЗО",{"$f":"3.6*AV1120/(4.19*(Калькулятор!$C$8-Калькулятор!$D$8))","v":72.111694510739852},{"$f":"IF(Калькулятор!$F$8<>70,INDEX($C$6:$V$17,MATCH(AM1120,$B$6:$B$17,0),MATCH(AK1120&AL1120,$C$2:$V$2,0))*(Калькулятор!$F$8/70)^справочно!$Y$2,INDEX($C$6:$V$17,MATCH(AM1120,$B$6:$B$17,0),MATCH(AK1120&AL1120,$C$2:$V$2,0)))","v":839.30000000000007}]
[null,null,null,null,null,null,null,null,null,null,null,null,null,null,null,null,null,null,null,null,null,null,null,null,null,null,"Конвектор внутрипольный Royal Thermo ATRIUM-150/250/1400-DG-U-AU","НС-1493122","RT-A-150/250/1400-DG-U-AU",3,5,9,13,18,21,23,150,250,1400,"DG","U","AU",{"$f":"IF((IFERROR(IF(VLOOKUP(AK1121,X:Y,2,0)=TRUE,1,0),0)+IFERROR(IF(VLOOKUP(AL1121,X:Y,2,0)=TRUE,1,0),0)+IFERROR(IF(VLOOKUP(AN1121,X:Y,2,0)=TRUE,1,0),0)+IFERROR(IF(VLOOKUP(AO1121,X:Y,2,0)=TRUE,1,0),0)+IFERROR(IF(VLOOKUP(AP1121,X:Y,2,0)=TRUE,1,0),0)+IF(AND(AM1121>=Калькулятор!$C$14,AM1121<=Калькулятор!$E$14),1,0)+IF(OR(AND(AS1121>=Калькулятор!$C$11,AS1121<=IF(ISBLANK(Калькулятор!$E$11),100000,Калькулятор!$E$11)),Калькулятор!$C$11&Калькулятор!$E$11=\"\"),1,0))=7,1,0)","v":0},{"$f":"SUM(AQ$2:AQ1121)","v":240},{"$f":"IF(Калькулятор!$F$8<>70,ROUND(INDEX($C$6:$V$17,MATCH(AM1121,$B$6:$B$17,0),MATCH(AK1121&AL1121,$C$2:$V$2,0))*(Калькулятор!$F$8/70)^справочно!$Y$2,0),ROUND(INDEX($C$6:$V$17,MATCH(AM1121,$B$6:$B$17,0),MATCH(AK1121&AL1121,$C$2:$V$2,0)),0))","v":1008},"ЗО",{"$f":"3.6*AV1121/(4.19*(Калькулятор!$C$8-Калькулятор!$D$8))","v":86.571837708830557},{"$f":"IF(Калькулятор!$F$8<>70,INDEX($C$6:$V$17,MATCH(AM1121,$B$6:$B$17,0),MATCH(AK1121&AL1121,$C$2:$V$2,0))*(Калькулятор!$F$8/70)^справочно!$Y$2,INDEX($C$6:$V$17,MATCH(AM1121,$B$6:$B$17,0),MATCH(AK1121&AL1121,$C$2:$V$2,0)))","v":1007.6000000000001}]
[null,null,null,null,null,null,null,null,null,null,null,null,null,null,null,null,null,null,null,null,null,null,null,null,null,null,"Конвектор внутрипольный Royal Thermo ATRIUM-150/250/1600-DG-U-AU","НС-1493123","RT-A-150/250/1600-DG-U-AU",3,5,9,13,18,21,23,150,250,1600,"DG","U","AU",{"$f":"IF((IFERROR(IF(VLOOKUP(AK1122,X:Y,2,0)=TRUE,1,0),0)+IFERROR(IF(VLOOKUP(AL1122,X:Y,2,0)=TRUE,1,0),0)+IFERROR(IF(VLOOKUP(AN1122,X:Y,2,0)=TRUE,1,0),0)+IFERROR(IF(VLOOKUP(AO1122,X:Y,2,0)=TRUE,1,0),0)+IFERROR(IF(VLOOKUP(AP1122,X:Y,2,0)=TRUE,1,0),0)+IF(AND(AM1122>=Калькулятор!$C$14,AM1122<=Калькулятор!$E$14),1,0)+IF(OR(AND(AS1122>=Калькулятор!$C$11,AS1122<=IF(ISBLANK(Калькулятор!$E$11),100000,Калькулятор!$E$11)),Калькулятор!$C$11&Калькулятор!$E$11=\"\"),1,0))=7,1,0)","v":0},{"$f":"SUM(AQ$2:AQ1122)","v":240},{"$f":"IF(Калькулятор!$F$8<>70,ROUND(INDEX($C$6:$V$17,MATCH(AM1122,$B$6:$B$17,0),MATCH(AK1122&AL1122,$C$2:$V$2,0))*(Калькулятор!$F$8/70)^справочно!$Y$2,0),ROUND(INDEX($C$6:$V$17,MATCH(AM1122,$B$6:$B$17,0),MATCH(AK1122&AL1122,$C$2:$V$2,0)),0))","v":1176},"ЗО",{"$f":"3.6*AV1122/(4.19*(Калькулятор!$C$8-Калькулятор!$D$8))","v":101.03198090692125},{"$f":"IF(Калькулятор!$F$8<>70,INDEX($C$6:$V$17,MATCH(AM1122,$B$6:$B$17,0),MATCH(AK1122&AL1122,$C$2:$V$2,0))*(Калькулятор!$F$8/70)^справочно!$Y$2,INDEX($C$6:$V$17,MATCH(AM1122,$B$6:$B$17,0),MATCH(AK1122&AL1122,$C$2:$V$2,0)))","v":1175.9000000000001}]
[null,null,null,null,null,null,null,null,null,null,null,null,null,null,null,null,null,null,null,null,null,null,null,null,null,null,"Конвектор внутрипольный Royal Thermo ATRIUM-150/250/1800-DG-U-AU","НС-1493124","RT-A-150/250/1800-DG-U-AU",3,5,9,13,18,21,23,150,250,1800,"DG","U","AU",{"$f":"IF((IFERROR(IF(VLOOKUP(AK1123,X:Y,2,0)=TRUE,1,0),0)+IFERROR(IF(VLOOKUP(AL1123,X:Y,2,0)=TRUE,1,0),0)+IFERROR(IF(VLOOKUP(AN1123,X:Y,2,0)=TRUE,1,0),0)+IFERROR(IF(VLOOKUP(AO1123,X:Y,2,0)=TRUE,1,0),0)+IFERROR(IF(VLOOKUP(AP1123,X:Y,2,0)=TRUE,1,0),0)+IF(AND(AM1123>=Калькулятор!$C$14,AM1123<=Калькулятор!$E$14),1,0)+IF(OR(AND(AS1123>=Калькулятор!$C$11,AS1123<=IF(ISBLANK(Калькулятор!$E$11),100000,Калькулятор!$E$11)),Калькулятор!$C$11&Калькулятор!$E$11=\"\"),1,0))=7,1,0)","v":0},{"$f":"SUM(AQ$2:AQ1123)","v":240},{"$f":"IF(Калькулятор!$F$8<>70,ROUND(INDEX($C$6:$V$17,MATCH(AM1123,$B$6:$B$17,0),MATCH(AK1123&AL1123,$C$2:$V$2,0))*(Калькулятор!$F$8/70)^справочно!$Y$2,0),ROUND(INDEX($C$6:$V$17,MATCH(AM1123,$B$6:$B$17,0),MATCH(AK1123&AL1123,$C$2:$V$2,0)),0))","v":1343},"ЗО",{"$f":"3.6*AV1123/(4.19*(Калькулятор!$C$8-Калькулятор!$D$8))","v":115.39761336515514},{"$f":"IF(Калькулятор!$F$8<>70,INDEX($C$6:$V$17,MATCH(AM1123,$B$6:$B$17,0),MATCH(AK1123&AL1123,$C$2:$V$2,0))*(Калькулятор!$F$8/70)^справочно!$Y$2,INDEX($C$6:$V$17,MATCH(AM1123,$B$6:$B$17,0),MATCH(AK1123&AL1123,$C$2:$V$2,0)))","v":1343.1000000000001}]
[null,null,null,null,null,null,null,null,null,null,null,null,null,null,null,null,null,null,null,null,null,null,null,null,null,null,"Конвектор внутрипольный Royal Thermo ATRIUM-150/250/2000-DG-U-AU","НС-1493125","RT-A-150/250/2000-DG-U-AU",3,5,9,13,18,21,23,150,250,2000,"DG","U","AU",{"$f":"IF((IFERROR(IF(VLOOKUP(AK1124,X:Y,2,0)=TRUE,1,0),0)+IFERROR(IF(VLOOKUP(AL1124,X:Y,2,0)=TRUE,1,0),0)+IFERROR(IF(VLOOKUP(AN1124,X:Y,2,0)=TRUE,1,0),0)+IFERROR(IF(VLOOKUP(AO1124,X:Y,2,0)=TRUE,1,0),0)+IFERROR(IF(VLOOKUP(AP1124,X:Y,2,0)=TRUE,1,0),0)+IF(AND(AM1124>=Калькулятор!$C$14,AM1124<=Калькулятор!$E$14),1,0)+IF(OR(AND(AS1124>=Калькулятор!$C$11,AS1124<=IF(ISBLANK(Калькулятор!$E$11),100000,Калькулятор!$E$11)),Калькулятор!$C$11&Калькулятор!$E$11=\"\"),1,0))=7,1,0)","v":0},{"$f":"SUM(AQ$2:AQ1124)","v":240},{"$f":"IF(Калькулятор!$F$8<>70,ROUND(INDEX($C$6:$V$17,MATCH(AM1124,$B$6:$B$17,0),MATCH(AK1124&AL1124,$C$2:$V$2,0))*(Калькулятор!$F$8/70)^справочно!$Y$2,0),ROUND(INDEX($C$6:$V$17,MATCH(AM1124,$B$6:$B$17,0),MATCH(AK1124&AL1124,$C$2:$V$2,0)),0))","v":1513},"ЗО",{"$f":"3.6*AV1124/(4.19*(Калькулятор!$C$8-Калькулятор!$D$8))","v":129.95226730310262},{"$f":"IF(Калькулятор!$F$8<>70,INDEX($C$6:$V$17,MATCH(AM1124,$B$6:$B$17,0),MATCH(AK1124&AL1124,$C$2:$V$2,0))*(Калькулятор!$F$8/70)^справочно!$Y$2,INDEX($C$6:$V$17,MATCH(AM1124,$B$6:$B$17,0),MATCH(AK1124&AL1124,$C$2:$V$2,0)))","v":1512.5000000000002}]
[null,null,null,null,null,null,null,null,null,null,null,null,null,null,null,null,null,null,null,null,null,null,null,null,null,null,"Конвектор внутрипольный Royal Thermo ATRIUM-150/250/2200-DG-U-AU","НС-1493126","RT-A-150/250/2200-DG-U-AU",3,5,9,13,18,21,23,150,250,2200,"DG","U","AU",{"$f":"IF((IFERROR(IF(VLOOKUP(AK1125,X:Y,2,0)=TRUE,1,0),0)+IFERROR(IF(VLOOKUP(AL1125,X:Y,2,0)=TRUE,1,0),0)+IFERROR(IF(VLOOKUP(AN1125,X:Y,2,0)=TRUE,1,0),0)+IFERROR(IF(VLOOKUP(AO1125,X:Y,2,0)=TRUE,1,0),0)+IFERROR(IF(VLOOKUP(AP1125,X:Y,2,0)=TRUE,1,0),0)+IF(AND(AM1125>=Калькулятор!$C$14,AM1125<=Калькулятор!$E$14),1,0)+IF(OR(AND(AS1125>=Калькулятор!$C$11,AS1125<=IF(ISBLANK(Калькулятор!$E$11),100000,Калькулятор!$E$11)),Калькулятор!$C$11&Калькулятор!$E$11=\"\"),1,0))=7,1,0)","v":0},{"$f":"SUM(AQ$2:AQ1125)","v":240},{"$f":"IF(Калькулятор!$F$8<>70,ROUND(INDEX($C$6:$V$17,MATCH(AM1125,$B$6:$B$17,0),MATCH(AK1125&AL1125,$C$2:$V$2,0))*(Калькулятор!$F$8/70)^справочно!$Y$2,0),ROUND(INDEX($C$6:$V$17,MATCH(AM1125,$B$6:$B$17,0),MATCH(AK1125&AL1125,$C$2:$V$2,0)),0))","v":1680},"ЗО",{"$f":"3.6*AV1125/(4.19*(Калькулятор!$C$8-Калькулятор!$D$8))","v":144.31789976133649},{"$f":"IF(Калькулятор!$F$8<>70,INDEX($C$6:$V$17,MATCH(AM1125,$B$6:$B$17,0),MATCH(AK1125&AL1125,$C$2:$V$2,0))*(Калькулятор!$F$8/70)^справочно!$Y$2,INDEX($C$6:$V$17,MATCH(AM1125,$B$6:$B$17,0),MATCH(AK1125&AL1125,$C$2:$V$2,0)))","v":1679.7}]
[null,null,null,null,null,null,null,null,null,null,null,null,null,null,null,null,null,null,null,null,null,null,null,null,null,null,"Конвектор внутрипольный Royal Thermo ATRIUM-150/250/2400-DG-U-AU","НС-1493127","RT-A-150/250/2400-DG-U-AU",3,5,9,13,18,21,23,150,250,2400,"DG","U","AU",{"$f":"IF((IFERROR(IF(VLOOKUP(AK1126,X:Y,2,0)=TRUE,1,0),0)+IFERROR(IF(VLOOKUP(AL1126,X:Y,2,0)=TRUE,1,0),0)+IFERROR(IF(VLOOKUP(AN1126,X:Y,2,0)=TRUE,1,0),0)+IFERROR(IF(VLOOKUP(AO1126,X:Y,2,0)=TRUE,1,0),0)+IFERROR(IF(VLOOKUP(AP1126,X:Y,2,0)=TRUE,1,0),0)+IF(AND(AM1126>=Калькулятор!$C$14,AM1126<=Калькулятор!$E$14),1,0)+IF(OR(AND(AS1126>=Калькулятор!$C$11,AS1126<=IF(ISBLANK(Калькулятор!$E$11),100000,Калькулятор!$E$11)),Калькулятор!$C$11&Калькулятор!$E$11=\"\"),1,0))=7,1,0)","v":0},{"$f":"SUM(AQ$2:AQ1126)","v":240},{"$f":"IF(Калькулятор!$F$8<>70,ROUND(INDEX($C$6:$V$17,MATCH(AM1126,$B$6:$B$17,0),MATCH(AK1126&AL1126,$C$2:$V$2,0))*(Калькулятор!$F$8/70)^справочно!$Y$2,0),ROUND(INDEX($C$6:$V$17,MATCH(AM1126,$B$6:$B$17,0),MATCH(AK1126&AL1126,$C$2:$V$2,0)),0))","v":1887},"ЗО",{"$f":"3.6*AV1126/(4.19*(Калькулятор!$C$8-Калькулятор!$D$8))","v":162.08591885441527},{"$f":"IF(Калькулятор!$F$8<>70,INDEX($C$6:$V$17,MATCH(AM1126,$B$6:$B$17,0),MATCH(AK1126&AL1126,$C$2:$V$2,0))*(Калькулятор!$F$8/70)^справочно!$Y$2,INDEX($C$6:$V$17,MATCH(AM1126,$B$6:$B$17,0),MATCH(AK1126&AL1126,$C$2:$V$2,0)))","v":1886.5000000000002}]
[null,null,null,null,null,null,null,null,null,null,null,null,null,null,null,null,null,null,null,null,null,null,null,null,null,null,"Конвектор внутрипольный Royal Thermo ATRIUM-150/250/2600-DG-U-AU","НС-1493128","RT-A-150/250/2600-DG-U-AU",3,5,9,13,18,21,23,150,250,2600,"DG","U","AU",{"$f":"IF((IFERROR(IF(VLOOKUP(AK1127,X:Y,2,0)=TRUE,1,0),0)+IFERROR(IF(VLOOKUP(AL1127,X:Y,2,0)=TRUE,1,0),0)+IFERROR(IF(VLOOKUP(AN1127,X:Y,2,0)=TRUE,1,0),0)+IFERROR(IF(VLOOKUP(AO1127,X:Y,2,0)=TRUE,1,0),0)+IFERROR(IF(VLOOKUP(AP1127,X:Y,2,0)=TRUE,1,0),0)+IF(AND(AM1127>=Калькулятор!$C$14,AM1127<=Калькулятор!$E$14),1,0)+IF(OR(AND(AS1127>=Калькулятор!$C$11,AS1127<=IF(ISBLANK(Калькулятор!$E$11),100000,Калькулятор!$E$11)),Калькулятор!$C$11&Калькулятор!$E$11=\"\"),1,0))=7,1,0)","v":0},{"$f":"SUM(AQ$2:AQ1127)","v":240},{"$f":"IF(Калькулятор!$F$8<>70,ROUND(INDEX($C$6:$V$17,MATCH(AM1127,$B$6:$B$17,0),MATCH(AK1127&AL1127,$C$2:$V$2,0))*(Калькулятор!$F$8/70)^справочно!$Y$2,0),ROUND(INDEX($C$6:$V$17,MATCH(AM1127,$B$6:$B$17,0),MATCH(AK1127&AL1127,$C$2:$V$2,0)),0))","v":2054},"ЗО",{"$f":"3.6*AV1127/(4.19*(Калькулятор!$C$8-Калькулятор!$D$8))","v":176.45155131264917},{"$f":"IF(Калькулятор!$F$8<>70,INDEX($C$6:$V$17,MATCH(AM1127,$B$6:$B$17,0),MATCH(AK1127&AL1127,$C$2:$V$2,0))*(Калькулятор!$F$8/70)^справочно!$Y$2,INDEX($C$6:$V$17,MATCH(AM1127,$B$6:$B$17,0),MATCH(AK1127&AL1127,$C$2:$V$2,0)))","v":2053.7000000000003}]
[null,null,null,null,null,null,null,null,null,null,null,null,null,null,null,null,null,null,null,null,null,null,null,null,null,null,"Конвектор внутрипольный Royal Thermo ATRIUM-150/250/2800-DG-U-AU","НС-1493129","RT-A-150/250/2800-DG-U-AU",3,5,9,13,18,21,23,150,250,2800,"DG","U","AU",{"$f":"IF((IFERROR(IF(VLOOKUP(AK1128,X:Y,2,0)=TRUE,1,0),0)+IFERROR(IF(VLOOKUP(AL1128,X:Y,2,0)=TRUE,1,0),0)+IFERROR(IF(VLOOKUP(AN1128,X:Y,2,0)=TRUE,1,0),0)+IFERROR(IF(VLOOKUP(AO1128,X:Y,2,0)=TRUE,1,0),0)+IFERROR(IF(VLOOKUP(AP1128,X:Y,2,0)=TRUE,1,0),0)+IF(AND(AM1128>=Калькулятор!$C$14,AM1128<=Калькулятор!$E$14),1,0)+IF(OR(AND(AS1128>=Калькулятор!$C$11,AS1128<=IF(ISBLANK(Калькулятор!$E$11),100000,Калькулятор!$E$11)),Калькулятор!$C$11&Калькулятор!$E$11=\"\"),1,0))=7,1,0)","v":0},{"$f":"SUM(AQ$2:AQ1128)","v":240},{"$f":"IF(Калькулятор!$F$8<>70,ROUND(INDEX($C$6:$V$17,MATCH(AM1128,$B$6:$B$17,0),MATCH(AK1128&AL1128,$C$2:$V$2,0))*(Калькулятор!$F$8/70)^справочно!$Y$2,0),ROUND(INDEX($C$6:$V$17,MATCH(AM1128,$B$6:$B$17,0),MATCH(AK1128&AL1128,$C$2:$V$2,0)),0))","v":2223},"ЗО",{"$f":"3.6*AV1128/(4.19*(Калькулятор!$C$8-Калькулятор!$D$8))","v":191.00620525059668},{"$f":"IF(Калькулятор!$F$8<>70,INDEX($C$6:$V$17,MATCH(AM1128,$B$6:$B$17,0),MATCH(AK1128&AL1128,$C$2:$V$2,0))*(Калькулятор!$F$8/70)^справочно!$Y$2,INDEX($C$6:$V$17,MATCH(AM1128,$B$6:$B$17,0),MATCH(AK1128&AL1128,$C$2:$V$2,0)))","v":2223.1000000000004}]
[null,null,null,null,null,null,null,null,null,null,null,null,null,null,null,null,null,null,null,null,null,null,null,null,null,null,"Конвектор внутрипольный Royal Thermo ATRIUM-150/250/3000-DG-U-AU","НС-1493130","RT-A-150/250/3000-DG-U-AU",3,5,9,13,18,21,23,150,250,3000,"DG","U","AU",{"$f":"IF((IFERROR(IF(VLOOKUP(AK1129,X:Y,2,0)=TRUE,1,0),0)+IFERROR(IF(VLOOKUP(AL1129,X:Y,2,0)=TRUE,1,0),0)+IFERROR(IF(VLOOKUP(AN1129,X:Y,2,0)=TRUE,1,0),0)+IFERROR(IF(VLOOKUP(AO1129,X:Y,2,0)=TRUE,1,0),0)+IFERROR(IF(VLOOKUP(AP1129,X:Y,2,0)=TRUE,1,0),0)+IF(AND(AM1129>=Калькулятор!$C$14,AM1129<=Калькулятор!$E$14),1,0)+IF(OR(AND(AS1129>=Калькулятор!$C$11,AS1129<=IF(ISBLANK(Калькулятор!$E$11),100000,Калькулятор!$E$11)),Калькулятор!$C$11&Калькулятор!$E$11=\"\"),1,0))=7,1,0)","v":0},{"$f":"SUM(AQ$2:AQ1129)","v":240},{"$f":"IF(Калькулятор!$F$8<>70,ROUND(INDEX($C$6:$V$17,MATCH(AM1129,$B$6:$B$17,0),MATCH(AK1129&AL1129,$C$2:$V$2,0))*(Калькулятор!$F$8/70)^справочно!$Y$2,0),ROUND(INDEX($C$6:$V$17,MATCH(AM1129,$B$6:$B$17,0),MATCH(AK1129&AL1129,$C$2:$V$2,0)),0))","v":2391},"ЗО",{"$f":"3.6*AV1129/(4.19*(Калькулятор!$C$8-Калькулятор!$D$8))","v":205.46634844868734},{"$f":"IF(Калькулятор!$F$8<>70,INDEX($C$6:$V$17,MATCH(AM1129,$B$6:$B$17,0),MATCH(AK1129&AL1129,$C$2:$V$2,0))*(Калькулятор!$F$8/70)^справочно!$Y$2,INDEX($C$6:$V$17,MATCH(AM1129,$B$6:$B$17,0),MATCH(AK1129&AL1129,$C$2:$V$2,0)))","v":2391.4}]
[null,null,null,null,null,null,null,null,null,null,null,null,null,null,null,null,null,null,null,null,null,null,null,null,null,null,"Конвектор внутрипольный Royal Thermo ATRIUM-150/300/800-DG-U-AU","НС-1493144","RT-A-150/300/800-DG-U-AU",3,5,9,13,17,20,22,150,300,800,"DG","U","AU",{"$f":"IF((IFERROR(IF(VLOOKUP(AK1130,X:Y,2,0)=TRUE,1,0),0)+IFERROR(IF(VLOOKUP(AL1130,X:Y,2,0)=TRUE,1,0),0)+IFERROR(IF(VLOOKUP(AN1130,X:Y,2,0)=TRUE,1,0),0)+IFERROR(IF(VLOOKUP(AO1130,X:Y,2,0)=TRUE,1,0),0)+IFERROR(IF(VLOOKUP(AP1130,X:Y,2,0)=TRUE,1,0),0)+IF(AND(AM1130>=Калькулятор!$C$14,AM1130<=Калькулятор!$E$14),1,0)+IF(OR(AND(AS1130>=Калькулятор!$C$11,AS1130<=IF(ISBLANK(Калькулятор!$E$11),100000,Калькулятор!$E$11)),Калькулятор!$C$11&Калькулятор!$E$11=\"\"),1,0))=7,1,0)","v":0},{"$f":"SUM(AQ$2:AQ1130)","v":240},{"$f":"IF(Калькулятор!$F$8<>70,ROUND(INDEX($C$6:$V$17,MATCH(AM1130,$B$6:$B$17,0),MATCH(AK1130&AL1130,$C$2:$V$2,0))*(Калькулятор!$F$8/70)^справочно!$Y$2,0),ROUND(INDEX($C$6:$V$17,MATCH(AM1130,$B$6:$B$17,0),MATCH(AK1130&AL1130,$C$2:$V$2,0)),0))","v":630},"ЗО",{"$f":"3.6*AV1130/(4.19*(Калькулятор!$C$8-Калькулятор!$D$8))","v":54.154653937947494},{"$f":"IF(Калькулятор!$F$8<>70,INDEX($C$6:$V$17,MATCH(AM1130,$B$6:$B$17,0),MATCH(AK1130&AL1130,$C$2:$V$2,0))*(Калькулятор!$F$8/70)^справочно!$Y$2,INDEX($C$6:$V$17,MATCH(AM1130,$B$6:$B$17,0),MATCH(AK1130&AL1130,$C$2:$V$2,0)))","v":630.30000000000007}]
[null,null,null,null,null,null,null,null,null,null,null,null,null,null,null,null,null,null,null,null,null,null,null,null,null,null,"Конвектор внутрипольный Royal Thermo ATRIUM-150/300/1000-DG-U-AU","НС-1493133","RT-A-150/300/1000-DG-U-AU",3,5,9,13,18,21,23,150,300,1000,"DG","U","AU",{"$f":"IF((IFERROR(IF(VLOOKUP(AK1131,X:Y,2,0)=TRUE,1,0),0)+IFERROR(IF(VLOOKUP(AL1131,X:Y,2,0)=TRUE,1,0),0)+IFERROR(IF(VLOOKUP(AN1131,X:Y,2,0)=TRUE,1,0),0)+IFERROR(IF(VLOOKUP(AO1131,X:Y,2,0)=TRUE,1,0),0)+IFERROR(IF(VLOOKUP(AP1131,X:Y,2,0)=TRUE,1,0),0)+IF(AND(AM1131>=Калькулятор!$C$14,AM1131<=Калькулятор!$E$14),1,0)+IF(OR(AND(AS1131>=Калькулятор!$C$11,AS1131<=IF(ISBLANK(Калькулятор!$E$11),100000,Калькулятор!$E$11)),Калькулятор!$C$11&Калькулятор!$E$11=\"\"),1,0))=7,1,0)","v":0},{"$f":"SUM(AQ$2:AQ1131)","v":240},{"$f":"IF(Калькулятор!$F$8<>70,ROUND(INDEX($C$6:$V$17,MATCH(AM1131,$B$6:$B$17,0),MATCH(AK1131&AL1131,$C$2:$V$2,0))*(Калькулятор!$F$8/70)^справочно!$Y$2,0),ROUND(INDEX($C$6:$V$17,MATCH(AM1131,$B$6:$B$17,0),MATCH(AK1131&AL1131,$C$2:$V$2,0)),0))","v":812},"ЗО",{"$f":"3.6*AV1131/(4.19*(Калькулятор!$C$8-Калькулятор!$D$8))","v":69.748926014319807},{"$f":"IF(Калькулятор!$F$8<>70,INDEX($C$6:$V$17,MATCH(AM1131,$B$6:$B$17,0),MATCH(AK1131&AL1131,$C$2:$V$2,0))*(Калькулятор!$F$8/70)^справочно!$Y$2,INDEX($C$6:$V$17,MATCH(AM1131,$B$6:$B$17,0),MATCH(AK1131&AL1131,$C$2:$V$2,0)))","v":811.80000000000007}]
[null,null,null,null,null,null,null,null,null,null,null,null,null,null,null,null,null,null,null,null,null,null,null,null,null,null,"Конвектор внутрипольный Royal Thermo ATRIUM-150/300/1200-DG-U-AU","НС-1493134","RT-A-150/300/1200-DG-U-AU",3,5,9,13,18,21,23,150,300,1200,"DG","U","AU",{"$f":"IF((IFERROR(IF(VLOOKUP(AK1132,X:Y,2,0)=TRUE,1,0),0)+IFERROR(IF(VLOOKUP(AL1132,X:Y,2,0)=TRUE,1,0),0)+IFERROR(IF(VLOOKUP(AN1132,X:Y,2,0)=TRUE,1,0),0)+IFERROR(IF(VLOOKUP(AO1132,X:Y,2,0)=TRUE,1,0),0)+IFERROR(IF(VLOOKUP(AP1132,X:Y,2,0)=TRUE,1,0),0)+IF(AND(AM1132>=Калькулятор!$C$14,AM1132<=Калькулятор!$E$14),1,0)+IF(OR(AND(AS1132>=Калькулятор!$C$11,AS1132<=IF(ISBLANK(Калькулятор!$E$11),100000,Калькулятор!$E$11)),Калькулятор!$C$11&Калькулятор!$E$11=\"\"),1,0))=7,1,0)","v":0},{"$f":"SUM(AQ$2:AQ1132)","v":240},{"$f":"IF(Калькулятор!$F$8<>70,ROUND(INDEX($C$6:$V$17,MATCH(AM1132,$B$6:$B$17,0),MATCH(AK1132&AL1132,$C$2:$V$2,0))*(Калькулятор!$F$8/70)^справочно!$Y$2,0),ROUND(INDEX($C$6:$V$17,MATCH(AM1132,$B$6:$B$17,0),MATCH(AK1132&AL1132,$C$2:$V$2,0)),0))","v":993},"ЗО",{"$f":"3.6*AV1132/(4.19*(Калькулятор!$C$8-Калькулятор!$D$8))","v":85.343198090692113},{"$f":"IF(Калькулятор!$F$8<>70,INDEX($C$6:$V$17,MATCH(AM1132,$B$6:$B$17,0),MATCH(AK1132&AL1132,$C$2:$V$2,0))*(Калькулятор!$F$8/70)^справочно!$Y$2,INDEX($C$6:$V$17,MATCH(AM1132,$B$6:$B$17,0),MATCH(AK1132&AL1132,$C$2:$V$2,0)))","v":993.30000000000007}]
[null,null,null,null,null,null,null,null,null,null,null,null,null,null,null,null,null,null,null,null,null,null,null,null,null,null,"Конвектор внутрипольный Royal Thermo ATRIUM-150/300/1400-DG-U-AU","НС-1493135","RT-A-150/300/1400-DG-U-AU",3,5,9,13,18,21,23,150,300,1400,"DG","U","AU",{"$f":"IF((IFERROR(IF(VLOOKUP(AK1133,X:Y,2,0)=TRUE,1,0),0)+IFERROR(IF(VLOOKUP(AL1133,X:Y,2,0)=TRUE,1,0),0)+IFERROR(IF(VLOOKUP(AN1133,X:Y,2,0)=TRUE,1,0),0)+IFERROR(IF(VLOOKUP(AO1133,X:Y,2,0)=TRUE,1,0),0)+IFERROR(IF(VLOOKUP(AP1133,X:Y,2,0)=TRUE,1,0),0)+IF(AND(AM1133>=Калькулятор!$C$14,AM1133<=Калькулятор!$E$14),1,0)+IF(OR(AND(AS1133>=Калькулятор!$C$11,AS1133<=IF(ISBLANK(Калькулятор!$E$11),100000,Калькулятор!$E$11)),Калькулятор!$C$11&Калькулятор!$E$11=\"\"),1,0))=7,1,0)","v":0},{"$f":"SUM(AQ$2:AQ1133)","v":240},{"$f":"IF(Калькулятор!$F$8<>70,ROUND(INDEX($C$6:$V$17,MATCH(AM1133,$B$6:$B$17,0),MATCH(AK1133&AL1133,$C$2:$V$2,0))*(Калькулятор!$F$8/70)^справочно!$Y$2,0),ROUND(INDEX($C$6:$V$17,MATCH(AM1133,$B$6:$B$17,0),MATCH(AK1133&AL1133,$C$2:$V$2,0)),0))","v":1176},"ЗО",{"$f":"3.6*AV1133/(4.19*(Калькулятор!$C$8-Калькулятор!$D$8))","v":101.03198090692125},{"$f":"IF(Калькулятор!$F$8<>70,INDEX($C$6:$V$17,MATCH(AM1133,$B$6:$B$17,0),MATCH(AK1133&AL1133,$C$2:$V$2,0))*(Калькулятор!$F$8/70)^справочно!$Y$2,INDEX($C$6:$V$17,MATCH(AM1133,$B$6:$B$17,0),MATCH(AK1133&AL1133,$C$2:$V$2,0)))","v":1175.9000000000001}]
[null,null,null,null,null,null,null,null,null,null,null,null,null,null,null,null,null,null,null,null,null,null,null,null,null,null,"Конвектор внутрипольный Royal Thermo ATRIUM-150/300/1600-DG-U-AU","НС-1493136","RT-A-150/300/1600-DG-U-AU",3,5,9,13,18,21,23,150,300,1600,"DG","U","AU",{"$f":"IF((IFERROR(IF(VLOOKUP(AK1134,X:Y,2,0)=TRUE,1,0),0)+IFERROR(IF(VLOOKUP(AL1134,X:Y,2,0)=TRUE,1,0),0)+IFERROR(IF(VLOOKUP(AN1134,X:Y,2,0)=TRUE,1,0),0)+IFERROR(IF(VLOOKUP(AO1134,X:Y,2,0)=TRUE,1,0),0)+IFERROR(IF(VLOOKUP(AP1134,X:Y,2,0)=TRUE,1,0),0)+IF(AND(AM1134>=Калькулятор!$C$14,AM1134<=Калькулятор!$E$14),1,0)+IF(OR(AND(AS1134>=Калькулятор!$C$11,AS1134<=IF(ISBLANK(Калькулятор!$E$11),100000,Калькулятор!$E$11)),Калькулятор!$C$11&Калькулятор!$E$11=\"\"),1,0))=7,1,0)","v":0},{"$f":"SUM(AQ$2:AQ1134)","v":240},{"$f":"IF(Калькулятор!$F$8<>70,ROUND(INDEX($C$6:$V$17,MATCH(AM1134,$B$6:$B$17,0),MATCH(AK1134&AL1134,$C$2:$V$2,0))*(Калькулятор!$F$8/70)^справочно!$Y$2,0),ROUND(INDEX($C$6:$V$17,MATCH(AM1134,$B$6:$B$17,0),MATCH(AK1134&AL1134,$C$2:$V$2,0)),0))","v":1356},"ЗО",{"$f":"3.6*AV1134/(4.19*(Калькулятор!$C$8-Калькулятор!$D$8))","v":116.53174224343677},{"$f":"IF(Калькулятор!$F$8<>70,INDEX($C$6:$V$17,MATCH(AM1134,$B$6:$B$17,0),MATCH(AK1134&AL1134,$C$2:$V$2,0))*(Калькулятор!$F$8/70)^справочно!$Y$2,INDEX($C$6:$V$17,MATCH(AM1134,$B$6:$B$17,0),MATCH(AK1134&AL1134,$C$2:$V$2,0)))","v":1356.3000000000002}]
[null,null,null,null,null,null,null,null,null,null,null,null,null,null,null,null,null,null,null,null,null,null,null,null,null,null,"Конвектор внутрипольный Royal Thermo ATRIUM-150/300/1800-DG-U-AU","НС-1493137","RT-A-150/300/1800-DG-U-AU",3,5,9,13,18,21,23,150,300,1800,"DG","U","AU",{"$f":"IF((IFERROR(IF(VLOOKUP(AK1135,X:Y,2,0)=TRUE,1,0),0)+IFERROR(IF(VLOOKUP(AL1135,X:Y,2,0)=TRUE,1,0),0)+IFERROR(IF(VLOOKUP(AN1135,X:Y,2,0)=TRUE,1,0),0)+IFERROR(IF(VLOOKUP(AO1135,X:Y,2,0)=TRUE,1,0),0)+IFERROR(IF(VLOOKUP(AP1135,X:Y,2,0)=TRUE,1,0),0)+IF(AND(AM1135>=Калькулятор!$C$14,AM1135<=Калькулятор!$E$14),1,0)+IF(OR(AND(AS1135>=Калькулятор!$C$11,AS1135<=IF(ISBLANK(Калькулятор!$E$11),100000,Калькулятор!$E$11)),Калькулятор!$C$11&Калькулятор!$E$11=\"\"),1,0))=7,1,0)","v":0},{"$f":"SUM(AQ$2:AQ1135)","v":240},{"$f":"IF(Калькулятор!$F$8<>70,ROUND(INDEX($C$6:$V$17,MATCH(AM1135,$B$6:$B$17,0),MATCH(AK1135&AL1135,$C$2:$V$2,0))*(Калькулятор!$F$8/70)^справочно!$Y$2,0),ROUND(INDEX($C$6:$V$17,MATCH(AM1135,$B$6:$B$17,0),MATCH(AK1135&AL1135,$C$2:$V$2,0)),0))","v":1539},"ЗО",{"$f":"3.6*AV1135/(4.19*(Калькулятор!$C$8-Калькулятор!$D$8))","v":132.22052505966587},{"$f":"IF(Калькулятор!$F$8<>70,INDEX($C$6:$V$17,MATCH(AM1135,$B$6:$B$17,0),MATCH(AK1135&AL1135,$C$2:$V$2,0))*(Калькулятор!$F$8/70)^справочно!$Y$2,INDEX($C$6:$V$17,MATCH(AM1135,$B$6:$B$17,0),MATCH(AK1135&AL1135,$C$2:$V$2,0)))","v":1538.9}]
[null,null,null,null,null,null,null,null,null,null,null,null,null,null,null,null,null,null,null,null,null,null,null,null,null,null,"Конвектор внутрипольный Royal Thermo ATRIUM-150/300/2000-DG-U-AU","НС-1493138","RT-A-150/300/2000-DG-U-AU",3,5,9,13,18,21,23,150,300,2000,"DG","U","AU",{"$f":"IF((IFERROR(IF(VLOOKUP(AK1136,X:Y,2,0)=TRUE,1,0),0)+IFERROR(IF(VLOOKUP(AL1136,X:Y,2,0)=TRUE,1,0),0)+IFERROR(IF(VLOOKUP(AN1136,X:Y,2,0)=TRUE,1,0),0)+IFERROR(IF(VLOOKUP(AO1136,X:Y,2,0)=TRUE,1,0),0)+IFERROR(IF(VLOOKUP(AP1136,X:Y,2,0)=TRUE,1,0),0)+IF(AND(AM1136>=Калькулятор!$C$14,AM1136<=Калькулятор!$E$14),1,0)+IF(OR(AND(AS1136>=Калькулятор!$C$11,AS1136<=IF(ISBLANK(Калькулятор!$E$11),100000,Калькулятор!$E$11)),Калькулятор!$C$11&Калькулятор!$E$11=\"\"),1,0))=7,1,0)","v":0},{"$f":"SUM(AQ$2:AQ1136)","v":240},{"$f":"IF(Калькулятор!$F$8<>70,ROUND(INDEX($C$6:$V$17,MATCH(AM1136,$B$6:$B$17,0),MATCH(AK1136&AL1136,$C$2:$V$2,0))*(Калькулятор!$F$8/70)^справочно!$Y$2,0),ROUND(INDEX($C$6:$V$17,MATCH(AM1136,$B$6:$B$17,0),MATCH(AK1136&AL1136,$C$2:$V$2,0)),0))","v":1719},"ЗО",{"$f":"3.6*AV1136/(4.19*(Калькулятор!$C$8-Калькулятор!$D$8))","v":147.72028639618136},{"$f":"IF(Калькулятор!$F$8<>70,INDEX($C$6:$V$17,MATCH(AM1136,$B$6:$B$17,0),MATCH(AK1136&AL1136,$C$2:$V$2,0))*(Калькулятор!$F$8/70)^справочно!$Y$2,INDEX($C$6:$V$17,MATCH(AM1136,$B$6:$B$17,0),MATCH(AK1136&AL1136,$C$2:$V$2,0)))","v":1719.3000000000002}]
[null,null,null,null,null,null,null,null,null,null,null,null,null,null,null,null,null,null,null,null,null,null,null,null,null,null,"Конвектор внутрипольный Royal Thermo ATRIUM-150/300/2200-DG-U-AU","НС-1493139","RT-A-150/300/2200-DG-U-AU",3,5,9,13,18,21,23,150,300,2200,"DG","U","AU",{"$f":"IF((IFERROR(IF(VLOOKUP(AK1137,X:Y,2,0)=TRUE,1,0),0)+IFERROR(IF(VLOOKUP(AL1137,X:Y,2,0)=TRUE,1,0),0)+IFERROR(IF(VLOOKUP(AN1137,X:Y,2,0)=TRUE,1,0),0)+IFERROR(IF(VLOOKUP(AO1137,X:Y,2,0)=TRUE,1,0),0)+IFERROR(IF(VLOOKUP(AP1137,X:Y,2,0)=TRUE,1,0),0)+IF(AND(AM1137>=Калькулятор!$C$14,AM1137<=Калькулятор!$E$14),1,0)+IF(OR(AND(AS1137>=Калькулятор!$C$11,AS1137<=IF(ISBLANK(Калькулятор!$E$11),100000,Калькулятор!$E$11)),Калькулятор!$C$11&Калькулятор!$E$11=\"\"),1,0))=7,1,0)","v":0},{"$f":"SUM(AQ$2:AQ1137)","v":240},{"$f":"IF(Калькулятор!$F$8<>70,ROUND(INDEX($C$6:$V$17,MATCH(AM1137,$B$6:$B$17,0),MATCH(AK1137&AL1137,$C$2:$V$2,0))*(Калькулятор!$F$8/70)^справочно!$Y$2,0),ROUND(INDEX($C$6:$V$17,MATCH(AM1137,$B$6:$B$17,0),MATCH(AK1137&AL1137,$C$2:$V$2,0)),0))","v":1902},"ЗО",{"$f":"3.6*AV1137/(4.19*(Калькулятор!$C$8-Калькулятор!$D$8))","v":163.40906921241049},{"$f":"IF(Калькулятор!$F$8<>70,INDEX($C$6:$V$17,MATCH(AM1137,$B$6:$B$17,0),MATCH(AK1137&AL1137,$C$2:$V$2,0))*(Калькулятор!$F$8/70)^справочно!$Y$2,INDEX($C$6:$V$17,MATCH(AM1137,$B$6:$B$17,0),MATCH(AK1137&AL1137,$C$2:$V$2,0)))","v":1901.9}]
[null,null,null,null,null,null,null,null,null,null,null,null,null,null,null,null,null,null,null,null,null,null,null,null,null,null,"Конвектор внутрипольный Royal Thermo ATRIUM-150/300/2400-DG-U-AU","НС-1493140","RT-A-150/300/2400-DG-U-AU",3,5,9,13,18,21,23,150,300,2400,"DG","U","AU",{"$f":"IF((IFERROR(IF(VLOOKUP(AK1138,X:Y,2,0)=TRUE,1,0),0)+IFERROR(IF(VLOOKUP(AL1138,X:Y,2,0)=TRUE,1,0),0)+IFERROR(IF(VLOOKUP(AN1138,X:Y,2,0)=TRUE,1,0),0)+IFERROR(IF(VLOOKUP(AO1138,X:Y,2,0)=TRUE,1,0),0)+IFERROR(IF(VLOOKUP(AP1138,X:Y,2,0)=TRUE,1,0),0)+IF(AND(AM1138>=Калькулятор!$C$14,AM1138<=Калькулятор!$E$14),1,0)+IF(OR(AND(AS1138>=Калькулятор!$C$11,AS1138<=IF(ISBLANK(Калькулятор!$E$11),100000,Калькулятор!$E$11)),Калькулятор!$C$11&Калькулятор!$E$11=\"\"),1,0))=7,1,0)","v":0},{"$f":"SUM(AQ$2:AQ1138)","v":240},{"$f":"IF(Калькулятор!$F$8<>70,ROUND(INDEX($C$6:$V$17,MATCH(AM1138,$B$6:$B$17,0),MATCH(AK1138&AL1138,$C$2:$V$2,0))*(Калькулятор!$F$8/70)^справочно!$Y$2,0),ROUND(INDEX($C$6:$V$17,MATCH(AM1138,$B$6:$B$17,0),MATCH(AK1138&AL1138,$C$2:$V$2,0)),0))","v":2083},"ЗО",{"$f":"3.6*AV1138/(4.19*(Калькулятор!$C$8-Калькулятор!$D$8))","v":179.00334128878282},{"$f":"IF(Калькулятор!$F$8<>70,INDEX($C$6:$V$17,MATCH(AM1138,$B$6:$B$17,0),MATCH(AK1138&AL1138,$C$2:$V$2,0))*(Калькулятор!$F$8/70)^справочно!$Y$2,INDEX($C$6:$V$17,MATCH(AM1138,$B$6:$B$17,0),MATCH(AK1138&AL1138,$C$2:$V$2,0)))","v":2083.4}]
[null,null,null,null,null,null,null,null,null,null,null,null,null,null,null,null,null,null,null,null,null,null,null,null,null,null,"Конвектор внутрипольный Royal Thermo ATRIUM-150/300/2600-DG-U-AU","НС-1493141","RT-A-150/300/2600-DG-U-AU",3,5,9,13,18,21,23,150,300,2600,"DG","U","AU",{"$f":"IF((IFERROR(IF(VLOOKUP(AK1139,X:Y,2,0)=TRUE,1,0),0)+IFERROR(IF(VLOOKUP(AL1139,X:Y,2,0)=TRUE,1,0),0)+IFERROR(IF(VLOOKUP(AN1139,X:Y,2,0)=TRUE,1,0),0)+IFERROR(IF(VLOOKUP(AO1139,X:Y,2,0)=TRUE,1,0),0)+IFERROR(IF(VLOOKUP(AP1139,X:Y,2,0)=TRUE,1,0),0)+IF(AND(AM1139>=Калькулятор!$C$14,AM1139<=Калькулятор!$E$14),1,0)+IF(OR(AND(AS1139>=Калькулятор!$C$11,AS1139<=IF(ISBLANK(Калькулятор!$E$11),100000,Калькулятор!$E$11)),Калькулятор!$C$11&Калькулятор!$E$11=\"\"),1,0))=7,1,0)","v":0},{"$f":"SUM(AQ$2:AQ1139)","v":240},{"$f":"IF(Калькулятор!$F$8<>70,ROUND(INDEX($C$6:$V$17,MATCH(AM1139,$B$6:$B$17,0),MATCH(AK1139&AL1139,$C$2:$V$2,0))*(Калькулятор!$F$8/70)^справочно!$Y$2,0),ROUND(INDEX($C$6:$V$17,MATCH(AM1139,$B$6:$B$17,0),MATCH(AK1139&AL1139,$C$2:$V$2,0)),0))","v":2265},"ЗО",{"$f":"3.6*AV1139/(4.19*(Калькулятор!$C$8-Калькулятор!$D$8))","v":194.59761336515513},{"$f":"IF(Калькулятор!$F$8<>70,INDEX($C$6:$V$17,MATCH(AM1139,$B$6:$B$17,0),MATCH(AK1139&AL1139,$C$2:$V$2,0))*(Калькулятор!$F$8/70)^справочно!$Y$2,INDEX($C$6:$V$17,MATCH(AM1139,$B$6:$B$17,0),MATCH(AK1139&AL1139,$C$2:$V$2,0)))","v":2264.9}]
[null,null,null,null,null,null,null,null,null,null,null,null,null,null,null,null,null,null,null,null,null,null,null,null,null,null,"Конвектор внутрипольный Royal Thermo ATRIUM-150/300/2800-DG-U-AU","НС-1493142","RT-A-150/300/2800-DG-U-AU",3,5,9,13,18,21,23,150,300,2800,"DG","U","AU",{"$f":"IF((IFERROR(IF(VLOOKUP(AK1140,X:Y,2,0)=TRUE,1,0),0)+IFERROR(IF(VLOOKUP(AL1140,X:Y,2,0)=TRUE,1,0),0)+IFERROR(IF(VLOOKUP(AN1140,X:Y,2,0)=TRUE,1,0),0)+IFERROR(IF(VLOOKUP(AO1140,X:Y,2,0)=TRUE,1,0),0)+IFERROR(IF(VLOOKUP(AP1140,X:Y,2,0)=TRUE,1,0),0)+IF(AND(AM1140>=Калькулятор!$C$14,AM1140<=Калькулятор!$E$14),1,0)+IF(OR(AND(AS1140>=Калькулятор!$C$11,AS1140<=IF(ISBLANK(Калькулятор!$E$11),100000,Калькулятор!$E$11)),Калькулятор!$C$11&Калькулятор!$E$11=\"\"),1,0))=7,1,0)","v":0},{"$f":"SUM(AQ$2:AQ1140)","v":240},{"$f":"IF(Калькулятор!$F$8<>70,ROUND(INDEX($C$6:$V$17,MATCH(AM1140,$B$6:$B$17,0),MATCH(AK1140&AL1140,$C$2:$V$2,0))*(Калькулятор!$F$8/70)^справочно!$Y$2,0),ROUND(INDEX($C$6:$V$17,MATCH(AM1140,$B$6:$B$17,0),MATCH(AK1140&AL1140,$C$2:$V$2,0)),0))","v":2446},"ЗО",{"$f":"3.6*AV1140/(4.19*(Калькулятор!$C$8-Калькулятор!$D$8))","v":210.19188544152743},{"$f":"IF(Калькулятор!$F$8<>70,INDEX($C$6:$V$17,MATCH(AM1140,$B$6:$B$17,0),MATCH(AK1140&AL1140,$C$2:$V$2,0))*(Калькулятор!$F$8/70)^справочно!$Y$2,INDEX($C$6:$V$17,MATCH(AM1140,$B$6:$B$17,0),MATCH(AK1140&AL1140,$C$2:$V$2,0)))","v":2446.4}]
[null,null,null,null,null,null,null,null,null,null,null,null,null,null,null,null,null,null,null,null,null,null,null,null,null,null,"Конвектор внутрипольный Royal Thermo ATRIUM-150/300/3000-DG-U-AU","НС-1493143","RT-A-150/300/3000-DG-U-AU",3,5,9,13,18,21,23,150,300,3000,"DG","U","AU",{"$f":"IF((IFERROR(IF(VLOOKUP(AK1141,X:Y,2,0)=TRUE,1,0),0)+IFERROR(IF(VLOOKUP(AL1141,X:Y,2,0)=TRUE,1,0),0)+IFERROR(IF(VLOOKUP(AN1141,X:Y,2,0)=TRUE,1,0),0)+IFERROR(IF(VLOOKUP(AO1141,X:Y,2,0)=TRUE,1,0),0)+IFERROR(IF(VLOOKUP(AP1141,X:Y,2,0)=TRUE,1,0),0)+IF(AND(AM1141>=Калькулятор!$C$14,AM1141<=Калькулятор!$E$14),1,0)+IF(OR(AND(AS1141>=Калькулятор!$C$11,AS1141<=IF(ISBLANK(Калькулятор!$E$11),100000,Калькулятор!$E$11)),Калькулятор!$C$11&Калькулятор!$E$11=\"\"),1,0))=7,1,0)","v":0},{"$f":"SUM(AQ$2:AQ1141)","v":240},{"$f":"IF(Калькулятор!$F$8<>70,ROUND(INDEX($C$6:$V$17,MATCH(AM1141,$B$6:$B$17,0),MATCH(AK1141&AL1141,$C$2:$V$2,0))*(Калькулятор!$F$8/70)^справочно!$Y$2,0),ROUND(INDEX($C$6:$V$17,MATCH(AM1141,$B$6:$B$17,0),MATCH(AK1141&AL1141,$C$2:$V$2,0)),0))","v":2629},"ЗО",{"$f":"3.6*AV1141/(4.19*(Калькулятор!$C$8-Калькулятор!$D$8))","v":225.88066825775653},{"$f":"IF(Калькулятор!$F$8<>70,INDEX($C$6:$V$17,MATCH(AM1141,$B$6:$B$17,0),MATCH(AK1141&AL1141,$C$2:$V$2,0))*(Калькулятор!$F$8/70)^справочно!$Y$2,INDEX($C$6:$V$17,MATCH(AM1141,$B$6:$B$17,0),MATCH(AK1141&AL1141,$C$2:$V$2,0)))","v":2629}]
[null,null,null,null,null,null,null,null,null,null,null,null,null,null,null,null,null,null,null,null,null,null,null,null,null,null,"Конвектор внутрипольный Royal Thermo ATRIUM-150/400/800-DG-U-AU","НС-1493157","RT-A-150/400/800-DG-U-AU",3,5,9,13,17,20,22,150,400,800,"DG","U","AU",{"$f":"IF((IFERROR(IF(VLOOKUP(AK1142,X:Y,2,0)=TRUE,1,0),0)+IFERROR(IF(VLOOKUP(AL1142,X:Y,2,0)=TRUE,1,0),0)+IFERROR(IF(VLOOKUP(AN1142,X:Y,2,0)=TRUE,1,0),0)+IFERROR(IF(VLOOKUP(AO1142,X:Y,2,0)=TRUE,1,0),0)+IFERROR(IF(VLOOKUP(AP1142,X:Y,2,0)=TRUE,1,0),0)+IF(AND(AM1142>=Калькулятор!$C$14,AM1142<=Калькулятор!$E$14),1,0)+IF(OR(AND(AS1142>=Калькулятор!$C$11,AS1142<=IF(ISBLANK(Калькулятор!$E$11),100000,Калькулятор!$E$11)),Калькулятор!$C$11&Калькулятор!$E$11=\"\"),1,0))=7,1,0)","v":0},{"$f":"SUM(AQ$2:AQ1142)","v":240},{"$f":"IF(Калькулятор!$F$8<>70,ROUND(INDEX($C$6:$V$17,MATCH(AM1142,$B$6:$B$17,0),MATCH(AK1142&AL1142,$C$2:$V$2,0))*(Калькулятор!$F$8/70)^справочно!$Y$2,0),ROUND(INDEX($C$6:$V$17,MATCH(AM1142,$B$6:$B$17,0),MATCH(AK1142&AL1142,$C$2:$V$2,0)),0))","v":850},"ЗО",{"$f":"3.6*AV1142/(4.19*(Калькулятор!$C$8-Калькулятор!$D$8))","v":73.056801909307879},{"$f":"IF(Калькулятор!$F$8<>70,INDEX($C$6:$V$17,MATCH(AM1142,$B$6:$B$17,0),MATCH(AK1142&AL1142,$C$2:$V$2,0))*(Калькулятор!$F$8/70)^справочно!$Y$2,INDEX($C$6:$V$17,MATCH(AM1142,$B$6:$B$17,0),MATCH(AK1142&AL1142,$C$2:$V$2,0)))","v":850.30000000000007}]
[null,null,null,null,null,null,null,null,null,null,null,null,null,null,null,null,null,null,null,null,null,null,null,null,null,null,"Конвектор внутрипольный Royal Thermo ATRIUM-150/400/1000-DG-U-AU","НС-1493146","RT-A-150/400/1000-DG-U-AU",3,5,9,13,18,21,23,150,400,1000,"DG","U","AU",{"$f":"IF((IFERROR(IF(VLOOKUP(AK1143,X:Y,2,0)=TRUE,1,0),0)+IFERROR(IF(VLOOKUP(AL1143,X:Y,2,0)=TRUE,1,0),0)+IFERROR(IF(VLOOKUP(AN1143,X:Y,2,0)=TRUE,1,0),0)+IFERROR(IF(VLOOKUP(AO1143,X:Y,2,0)=TRUE,1,0),0)+IFERROR(IF(VLOOKUP(AP1143,X:Y,2,0)=TRUE,1,0),0)+IF(AND(AM1143>=Калькулятор!$C$14,AM1143<=Калькулятор!$E$14),1,0)+IF(OR(AND(AS1143>=Калькулятор!$C$11,AS1143<=IF(ISBLANK(Калькулятор!$E$11),100000,Калькулятор!$E$11)),Калькулятор!$C$11&Калькулятор!$E$11=\"\"),1,0))=7,1,0)","v":0},{"$f":"SUM(AQ$2:AQ1143)","v":240},{"$f":"IF(Калькулятор!$F$8<>70,ROUND(INDEX($C$6:$V$17,MATCH(AM1143,$B$6:$B$17,0),MATCH(AK1143&AL1143,$C$2:$V$2,0))*(Калькулятор!$F$8/70)^справочно!$Y$2,0),ROUND(INDEX($C$6:$V$17,MATCH(AM1143,$B$6:$B$17,0),MATCH(AK1143&AL1143,$C$2:$V$2,0)),0))","v":1104},"ЗО",{"$f":"3.6*AV1143/(4.19*(Калькулятор!$C$8-Калькулятор!$D$8))","v":94.888782816229124},{"$f":"IF(Калькулятор!$F$8<>70,INDEX($C$6:$V$17,MATCH(AM1143,$B$6:$B$17,0),MATCH(AK1143&AL1143,$C$2:$V$2,0))*(Калькулятор!$F$8/70)^справочно!$Y$2,INDEX($C$6:$V$17,MATCH(AM1143,$B$6:$B$17,0),MATCH(AK1143&AL1143,$C$2:$V$2,0)))","v":1104.4000000000001}]
[null,null,null,null,null,null,null,null,null,null,null,null,null,null,null,null,null,null,null,null,null,null,null,null,null,null,"Конвектор внутрипольный Royal Thermo ATRIUM-150/400/1200-DG-U-AU","НС-1493147","RT-A-150/400/1200-DG-U-AU",3,5,9,13,18,21,23,150,400,1200,"DG","U","AU",{"$f":"IF((IFERROR(IF(VLOOKUP(AK1144,X:Y,2,0)=TRUE,1,0),0)+IFERROR(IF(VLOOKUP(AL1144,X:Y,2,0)=TRUE,1,0),0)+IFERROR(IF(VLOOKUP(AN1144,X:Y,2,0)=TRUE,1,0),0)+IFERROR(IF(VLOOKUP(AO1144,X:Y,2,0)=TRUE,1,0),0)+IFERROR(IF(VLOOKUP(AP1144,X:Y,2,0)=TRUE,1,0),0)+IF(AND(AM1144>=Калькулятор!$C$14,AM1144<=Калькулятор!$E$14),1,0)+IF(OR(AND(AS1144>=Калькулятор!$C$11,AS1144<=IF(ISBLANK(Калькулятор!$E$11),100000,Калькулятор!$E$11)),Калькулятор!$C$11&Калькулятор!$E$11=\"\"),1,0))=7,1,0)","v":0},{"$f":"SUM(AQ$2:AQ1144)","v":240},{"$f":"IF(Калькулятор!$F$8<>70,ROUND(INDEX($C$6:$V$17,MATCH(AM1144,$B$6:$B$17,0),MATCH(AK1144&AL1144,$C$2:$V$2,0))*(Калькулятор!$F$8/70)^справочно!$Y$2,0),ROUND(INDEX($C$6:$V$17,MATCH(AM1144,$B$6:$B$17,0),MATCH(AK1144&AL1144,$C$2:$V$2,0)),0))","v":1360},"ЗО",{"$f":"3.6*AV1144/(4.19*(Калькулятор!$C$8-Калькулятор!$D$8))","v":116.81527446300716},{"$f":"IF(Калькулятор!$F$8<>70,INDEX($C$6:$V$17,MATCH(AM1144,$B$6:$B$17,0),MATCH(AK1144&AL1144,$C$2:$V$2,0))*(Калькулятор!$F$8/70)^справочно!$Y$2,INDEX($C$6:$V$17,MATCH(AM1144,$B$6:$B$17,0),MATCH(AK1144&AL1144,$C$2:$V$2,0)))","v":1359.6000000000001}]
[null,null,null,null,null,null,null,null,null,null,null,null,null,null,null,null,null,null,null,null,null,null,null,null,null,null,"Конвектор внутрипольный Royal Thermo ATRIUM-150/400/1400-DG-U-AU","НС-1493148","RT-A-150/400/1400-DG-U-AU",3,5,9,13,18,21,23,150,400,1400,"DG","U","AU",{"$f":"IF((IFERROR(IF(VLOOKUP(AK1145,X:Y,2,0)=TRUE,1,0),0)+IFERROR(IF(VLOOKUP(AL1145,X:Y,2,0)=TRUE,1,0),0)+IFERROR(IF(VLOOKUP(AN1145,X:Y,2,0)=TRUE,1,0),0)+IFERROR(IF(VLOOKUP(AO1145,X:Y,2,0)=TRUE,1,0),0)+IFERROR(IF(VLOOKUP(AP1145,X:Y,2,0)=TRUE,1,0),0)+IF(AND(AM1145>=Калькулятор!$C$14,AM1145<=Калькулятор!$E$14),1,0)+IF(OR(AND(AS1145>=Калькулятор!$C$11,AS1145<=IF(ISBLANK(Калькулятор!$E$11),100000,Калькулятор!$E$11)),Калькулятор!$C$11&Калькулятор!$E$11=\"\"),1,0))=7,1,0)","v":0},{"$f":"SUM(AQ$2:AQ1145)","v":240},{"$f":"IF(Калькулятор!$F$8<>70,ROUND(INDEX($C$6:$V$17,MATCH(AM1145,$B$6:$B$17,0),MATCH(AK1145&AL1145,$C$2:$V$2,0))*(Калькулятор!$F$8/70)^справочно!$Y$2,0),ROUND(INDEX($C$6:$V$17,MATCH(AM1145,$B$6:$B$17,0),MATCH(AK1145&AL1145,$C$2:$V$2,0)),0))","v":1615},"ЗО",{"$f":"3.6*AV1145/(4.19*(Калькулятор!$C$8-Калькулятор!$D$8))","v":138.7417661097852},{"$f":"IF(Калькулятор!$F$8<>70,INDEX($C$6:$V$17,MATCH(AM1145,$B$6:$B$17,0),MATCH(AK1145&AL1145,$C$2:$V$2,0))*(Калькулятор!$F$8/70)^справочно!$Y$2,INDEX($C$6:$V$17,MATCH(AM1145,$B$6:$B$17,0),MATCH(AK1145&AL1145,$C$2:$V$2,0)))","v":1614.8000000000002}]
[null,null,null,null,null,null,null,null,null,null,null,null,null,null,null,null,null,null,null,null,null,null,null,null,null,null,"Конвектор внутрипольный Royal Thermo ATRIUM-150/400/1600-DG-U-AU","НС-1493149","RT-A-150/400/1600-DG-U-AU",3,5,9,13,18,21,23,150,400,1600,"DG","U","AU",{"$f":"IF((IFERROR(IF(VLOOKUP(AK1146,X:Y,2,0)=TRUE,1,0),0)+IFERROR(IF(VLOOKUP(AL1146,X:Y,2,0)=TRUE,1,0),0)+IFERROR(IF(VLOOKUP(AN1146,X:Y,2,0)=TRUE,1,0),0)+IFERROR(IF(VLOOKUP(AO1146,X:Y,2,0)=TRUE,1,0),0)+IFERROR(IF(VLOOKUP(AP1146,X:Y,2,0)=TRUE,1,0),0)+IF(AND(AM1146>=Калькулятор!$C$14,AM1146<=Калькулятор!$E$14),1,0)+IF(OR(AND(AS1146>=Калькулятор!$C$11,AS1146<=IF(ISBLANK(Калькулятор!$E$11),100000,Калькулятор!$E$11)),Калькулятор!$C$11&Калькулятор!$E$11=\"\"),1,0))=7,1,0)","v":0},{"$f":"SUM(AQ$2:AQ1146)","v":240},{"$f":"IF(Калькулятор!$F$8<>70,ROUND(INDEX($C$6:$V$17,MATCH(AM1146,$B$6:$B$17,0),MATCH(AK1146&AL1146,$C$2:$V$2,0))*(Калькулятор!$F$8/70)^справочно!$Y$2,0),ROUND(INDEX($C$6:$V$17,MATCH(AM1146,$B$6:$B$17,0),MATCH(AK1146&AL1146,$C$2:$V$2,0)),0))","v":1870},"ЗО",{"$f":"3.6*AV1146/(4.19*(Калькулятор!$C$8-Калькулятор!$D$8))","v":160.66825775656324},{"$f":"IF(Калькулятор!$F$8<>70,INDEX($C$6:$V$17,MATCH(AM1146,$B$6:$B$17,0),MATCH(AK1146&AL1146,$C$2:$V$2,0))*(Калькулятор!$F$8/70)^справочно!$Y$2,INDEX($C$6:$V$17,MATCH(AM1146,$B$6:$B$17,0),MATCH(AK1146&AL1146,$C$2:$V$2,0)))","v":1870.0000000000002}]
[null,null,null,null,null,null,null,null,null,null,null,null,null,null,null,null,null,null,null,null,null,null,null,null,null,null,"Конвектор внутрипольный Royal Thermo ATRIUM-150/400/1800-DG-U-AU","НС-1493150","RT-A-150/400/1800-DG-U-AU",3,5,9,13,18,21,23,150,400,1800,"DG","U","AU",{"$f":"IF((IFERROR(IF(VLOOKUP(AK1147,X:Y,2,0)=TRUE,1,0),0)+IFERROR(IF(VLOOKUP(AL1147,X:Y,2,0)=TRUE,1,0),0)+IFERROR(IF(VLOOKUP(AN1147,X:Y,2,0)=TRUE,1,0),0)+IFERROR(IF(VLOOKUP(AO1147,X:Y,2,0)=TRUE,1,0),0)+IFERROR(IF(VLOOKUP(AP1147,X:Y,2,0)=TRUE,1,0),0)+IF(AND(AM1147>=Калькулятор!$C$14,AM1147<=Калькулятор!$E$14),1,0)+IF(OR(AND(AS1147>=Калькулятор!$C$11,AS1147<=IF(ISBLANK(Калькулятор!$E$11),100000,Калькулятор!$E$11)),Калькулятор!$C$11&Калькулятор!$E$11=\"\"),1,0))=7,1,0)","v":0},{"$f":"SUM(AQ$2:AQ1147)","v":240},{"$f":"IF(Калькулятор!$F$8<>70,ROUND(INDEX($C$6:$V$17,MATCH(AM1147,$B$6:$B$17,0),MATCH(AK1147&AL1147,$C$2:$V$2,0))*(Калькулятор!$F$8/70)^справочно!$Y$2,0),ROUND(INDEX($C$6:$V$17,MATCH(AM1147,$B$6:$B$17,0),MATCH(AK1147&AL1147,$C$2:$V$2,0)),0))","v":2124},"ЗО",{"$f":"3.6*AV1147/(4.19*(Калькулятор!$C$8-Калькулятор!$D$8))","v":182.50023866348448},{"$f":"IF(Калькулятор!$F$8<>70,INDEX($C$6:$V$17,MATCH(AM1147,$B$6:$B$17,0),MATCH(AK1147&AL1147,$C$2:$V$2,0))*(Калькулятор!$F$8/70)^справочно!$Y$2,INDEX($C$6:$V$17,MATCH(AM1147,$B$6:$B$17,0),MATCH(AK1147&AL1147,$C$2:$V$2,0)))","v":2124.1000000000004}]
[null,null,null,null,null,null,null,null,null,null,null,null,null,null,null,null,null,null,null,null,null,null,null,null,null,null,"Конвектор внутрипольный Royal Thermo ATRIUM-150/400/2000-DG-U-AU","НС-1493151","RT-A-150/400/2000-DG-U-AU",3,5,9,13,18,21,23,150,400,2000,"DG","U","AU",{"$f":"IF((IFERROR(IF(VLOOKUP(AK1148,X:Y,2,0)=TRUE,1,0),0)+IFERROR(IF(VLOOKUP(AL1148,X:Y,2,0)=TRUE,1,0),0)+IFERROR(IF(VLOOKUP(AN1148,X:Y,2,0)=TRUE,1,0),0)+IFERROR(IF(VLOOKUP(AO1148,X:Y,2,0)=TRUE,1,0),0)+IFERROR(IF(VLOOKUP(AP1148,X:Y,2,0)=TRUE,1,0),0)+IF(AND(AM1148>=Калькулятор!$C$14,AM1148<=Калькулятор!$E$14),1,0)+IF(OR(AND(AS1148>=Калькулятор!$C$11,AS1148<=IF(ISBLANK(Калькулятор!$E$11),100000,Калькулятор!$E$11)),Калькулятор!$C$11&Калькулятор!$E$11=\"\"),1,0))=7,1,0)","v":0},{"$f":"SUM(AQ$2:AQ1148)","v":240},{"$f":"IF(Калькулятор!$F$8<>70,ROUND(INDEX($C$6:$V$17,MATCH(AM1148,$B$6:$B$17,0),MATCH(AK1148&AL1148,$C$2:$V$2,0))*(Калькулятор!$F$8/70)^справочно!$Y$2,0),ROUND(INDEX($C$6:$V$17,MATCH(AM1148,$B$6:$B$17,0),MATCH(AK1148&AL1148,$C$2:$V$2,0)),0))","v":2378},"ЗО",{"$f":"3.6*AV1148/(4.19*(Калькулятор!$C$8-Калькулятор!$D$8))","v":204.3322195704057},{"$f":"IF(Калькулятор!$F$8<>70,INDEX($C$6:$V$17,MATCH(AM1148,$B$6:$B$17,0),MATCH(AK1148&AL1148,$C$2:$V$2,0))*(Калькулятор!$F$8/70)^справочно!$Y$2,INDEX($C$6:$V$17,MATCH(AM1148,$B$6:$B$17,0),MATCH(AK1148&AL1148,$C$2:$V$2,0)))","v":2378.2000000000003}]
[null,null,null,null,null,null,null,null,null,null,null,null,null,null,null,null,null,null,null,null,null,null,null,null,null,null,"Конвектор внутрипольный Royal Thermo ATRIUM-150/400/2200-DG-U-AU","НС-1493152","RT-A-150/400/2200-DG-U-AU",3,5,9,13,18,21,23,150,400,2200,"DG","U","AU",{"$f":"IF((IFERROR(IF(VLOOKUP(AK1149,X:Y,2,0)=TRUE,1,0),0)+IFERROR(IF(VLOOKUP(AL1149,X:Y,2,0)=TRUE,1,0),0)+IFERROR(IF(VLOOKUP(AN1149,X:Y,2,0)=TRUE,1,0),0)+IFERROR(IF(VLOOKUP(AO1149,X:Y,2,0)=TRUE,1,0),0)+IFERROR(IF(VLOOKUP(AP1149,X:Y,2,0)=TRUE,1,0),0)+IF(AND(AM1149>=Калькулятор!$C$14,AM1149<=Калькулятор!$E$14),1,0)+IF(OR(AND(AS1149>=Калькулятор!$C$11,AS1149<=IF(ISBLANK(Калькулятор!$E$11),100000,Калькулятор!$E$11)),Калькулятор!$C$11&Калькулятор!$E$11=\"\"),1,0))=7,1,0)","v":0},{"$f":"SUM(AQ$2:AQ1149)","v":240},{"$f":"IF(Калькулятор!$F$8<>70,ROUND(INDEX($C$6:$V$17,MATCH(AM1149,$B$6:$B$17,0),MATCH(AK1149&AL1149,$C$2:$V$2,0))*(Калькулятор!$F$8/70)^справочно!$Y$2,0),ROUND(INDEX($C$6:$V$17,MATCH(AM1149,$B$6:$B$17,0),MATCH(AK1149&AL1149,$C$2:$V$2,0)),0))","v":2635},"ЗО",{"$f":"3.6*AV1149/(4.19*(Калькулятор!$C$8-Калькулятор!$D$8))","v":226.35322195704055},{"$f":"IF(Калькулятор!$F$8<>70,INDEX($C$6:$V$17,MATCH(AM1149,$B$6:$B$17,0),MATCH(AK1149&AL1149,$C$2:$V$2,0))*(Калькулятор!$F$8/70)^справочно!$Y$2,INDEX($C$6:$V$17,MATCH(AM1149,$B$6:$B$17,0),MATCH(AK1149&AL1149,$C$2:$V$2,0)))","v":2634.5}]
[null,null,null,null,null,null,null,null,null,null,null,null,null,null,null,null,null,null,null,null,null,null,null,null,null,null,"Конвектор внутрипольный Royal Thermo ATRIUM-150/400/2400-DG-U-AU","НС-1493153","RT-A-150/400/2400-DG-U-AU",3,5,9,13,18,21,23,150,400,2400,"DG","U","AU",{"$f":"IF((IFERROR(IF(VLOOKUP(AK1150,X:Y,2,0)=TRUE,1,0),0)+IFERROR(IF(VLOOKUP(AL1150,X:Y,2,0)=TRUE,1,0),0)+IFERROR(IF(VLOOKUP(AN1150,X:Y,2,0)=TRUE,1,0),0)+IFERROR(IF(VLOOKUP(AO1150,X:Y,2,0)=TRUE,1,0),0)+IFERROR(IF(VLOOKUP(AP1150,X:Y,2,0)=TRUE,1,0),0)+IF(AND(AM1150>=Калькулятор!$C$14,AM1150<=Калькулятор!$E$14),1,0)+IF(OR(AND(AS1150>=Калькулятор!$C$11,AS1150<=IF(ISBLANK(Калькулятор!$E$11),100000,Калькулятор!$E$11)),Калькулятор!$C$11&Калькулятор!$E$11=\"\"),1,0))=7,1,0)","v":0},{"$f":"SUM(AQ$2:AQ1150)","v":240},{"$f":"IF(Калькулятор!$F$8<>70,ROUND(INDEX($C$6:$V$17,MATCH(AM1150,$B$6:$B$17,0),MATCH(AK1150&AL1150,$C$2:$V$2,0))*(Калькулятор!$F$8/70)^справочно!$Y$2,0),ROUND(INDEX($C$6:$V$17,MATCH(AM1150,$B$6:$B$17,0),MATCH(AK1150&AL1150,$C$2:$V$2,0)),0))","v":2889},"ЗО",{"$f":"3.6*AV1150/(4.19*(Калькулятор!$C$8-Калькулятор!$D$8))","v":248.18520286396179},{"$f":"IF(Калькулятор!$F$8<>70,INDEX($C$6:$V$17,MATCH(AM1150,$B$6:$B$17,0),MATCH(AK1150&AL1150,$C$2:$V$2,0))*(Калькулятор!$F$8/70)^справочно!$Y$2,INDEX($C$6:$V$17,MATCH(AM1150,$B$6:$B$17,0),MATCH(AK1150&AL1150,$C$2:$V$2,0)))","v":2888.6000000000004}]
[null,null,null,null,null,null,null,null,null,null,null,null,null,null,null,null,null,null,null,null,null,null,null,null,null,null,"Конвектор внутрипольный Royal Thermo ATRIUM-150/400/2600-DG-U-AU","НС-1493154","RT-A-150/400/2600-DG-U-AU",3,5,9,13,18,21,23,150,400,2600,"DG","U","AU",{"$f":"IF((IFERROR(IF(VLOOKUP(AK1151,X:Y,2,0)=TRUE,1,0),0)+IFERROR(IF(VLOOKUP(AL1151,X:Y,2,0)=TRUE,1,0),0)+IFERROR(IF(VLOOKUP(AN1151,X:Y,2,0)=TRUE,1,0),0)+IFERROR(IF(VLOOKUP(AO1151,X:Y,2,0)=TRUE,1,0),0)+IFERROR(IF(VLOOKUP(AP1151,X:Y,2,0)=TRUE,1,0),0)+IF(AND(AM1151>=Калькулятор!$C$14,AM1151<=Калькулятор!$E$14),1,0)+IF(OR(AND(AS1151>=Калькулятор!$C$11,AS1151<=IF(ISBLANK(Калькулятор!$E$11),100000,Калькулятор!$E$11)),Калькулятор!$C$11&Калькулятор!$E$11=\"\"),1,0))=7,1,0)","v":0},{"$f":"SUM(AQ$2:AQ1151)","v":240},{"$f":"IF(Калькулятор!$F$8<>70,ROUND(INDEX($C$6:$V$17,MATCH(AM1151,$B$6:$B$17,0),MATCH(AK1151&AL1151,$C$2:$V$2,0))*(Калькулятор!$F$8/70)^справочно!$Y$2,0),ROUND(INDEX($C$6:$V$17,MATCH(AM1151,$B$6:$B$17,0),MATCH(AK1151&AL1151,$C$2:$V$2,0)),0))","v":3143},"ЗО",{"$f":"3.6*AV1151/(4.19*(Калькулятор!$C$8-Калькулятор!$D$8))","v":270.01718377088304},{"$f":"IF(Калькулятор!$F$8<>70,INDEX($C$6:$V$17,MATCH(AM1151,$B$6:$B$17,0),MATCH(AK1151&AL1151,$C$2:$V$2,0))*(Калькулятор!$F$8/70)^справочно!$Y$2,INDEX($C$6:$V$17,MATCH(AM1151,$B$6:$B$17,0),MATCH(AK1151&AL1151,$C$2:$V$2,0)))","v":3142.7000000000003}]
[null,null,null,null,null,null,null,null,null,null,null,null,null,null,null,null,null,null,null,null,null,null,null,null,null,null,"Конвектор внутрипольный Royal Thermo ATRIUM-150/400/2800-DG-U-AU","НС-1493155","RT-A-150/400/2800-DG-U-AU",3,5,9,13,18,21,23,150,400,2800,"DG","U","AU",{"$f":"IF((IFERROR(IF(VLOOKUP(AK1152,X:Y,2,0)=TRUE,1,0),0)+IFERROR(IF(VLOOKUP(AL1152,X:Y,2,0)=TRUE,1,0),0)+IFERROR(IF(VLOOKUP(AN1152,X:Y,2,0)=TRUE,1,0),0)+IFERROR(IF(VLOOKUP(AO1152,X:Y,2,0)=TRUE,1,0),0)+IFERROR(IF(VLOOKUP(AP1152,X:Y,2,0)=TRUE,1,0),0)+IF(AND(AM1152>=Калькулятор!$C$14,AM1152<=Калькулятор!$E$14),1,0)+IF(OR(AND(AS1152>=Калькулятор!$C$11,AS1152<=IF(ISBLANK(Калькулятор!$E$11),100000,Калькулятор!$E$11)),Калькулятор!$C$11&Калькулятор!$E$11=\"\"),1,0))=7,1,0)","v":0},{"$f":"SUM(AQ$2:AQ1152)","v":240},{"$f":"IF(Калькулятор!$F$8<>70,ROUND(INDEX($C$6:$V$17,MATCH(AM1152,$B$6:$B$17,0),MATCH(AK1152&AL1152,$C$2:$V$2,0))*(Калькулятор!$F$8/70)^справочно!$Y$2,0),ROUND(INDEX($C$6:$V$17,MATCH(AM1152,$B$6:$B$17,0),MATCH(AK1152&AL1152,$C$2:$V$2,0)),0))","v":3399},"ЗО",{"$f":"3.6*AV1152/(4.19*(Калькулятор!$C$8-Калькулятор!$D$8))","v":292.03818615751788},{"$f":"IF(Калькулятор!$F$8<>70,INDEX($C$6:$V$17,MATCH(AM1152,$B$6:$B$17,0),MATCH(AK1152&AL1152,$C$2:$V$2,0))*(Калькулятор!$F$8/70)^справочно!$Y$2,INDEX($C$6:$V$17,MATCH(AM1152,$B$6:$B$17,0),MATCH(AK1152&AL1152,$C$2:$V$2,0)))","v":3399.0000000000005}]
[null,null,null,null,null,null,null,null,null,null,null,null,null,null,null,null,null,null,null,null,null,null,null,null,null,null,"Конвектор внутрипольный Royal Thermo ATRIUM-150/400/3000-DG-U-AU","НС-1493156","RT-A-150/400/3000-DG-U-AU",3,5,9,13,18,21,23,150,400,3000,"DG","U","AU",{"$f":"IF((IFERROR(IF(VLOOKUP(AK1153,X:Y,2,0)=TRUE,1,0),0)+IFERROR(IF(VLOOKUP(AL1153,X:Y,2,0)=TRUE,1,0),0)+IFERROR(IF(VLOOKUP(AN1153,X:Y,2,0)=TRUE,1,0),0)+IFERROR(IF(VLOOKUP(AO1153,X:Y,2,0)=TRUE,1,0),0)+IFERROR(IF(VLOOKUP(AP1153,X:Y,2,0)=TRUE,1,0),0)+IF(AND(AM1153>=Калькулятор!$C$14,AM1153<=Калькулятор!$E$14),1,0)+IF(OR(AND(AS1153>=Калькулятор!$C$11,AS1153<=IF(ISBLANK(Калькулятор!$E$11),100000,Калькулятор!$E$11)),Калькулятор!$C$11&Калькулятор!$E$11=\"\"),1,0))=7,1,0)","v":0},{"$f":"SUM(AQ$2:AQ1153)","v":240},{"$f":"IF(Калькулятор!$F$8<>70,ROUND(INDEX($C$6:$V$17,MATCH(AM1153,$B$6:$B$17,0),MATCH(AK1153&AL1153,$C$2:$V$2,0))*(Калькулятор!$F$8/70)^справочно!$Y$2,0),ROUND(INDEX($C$6:$V$17,MATCH(AM1153,$B$6:$B$17,0),MATCH(AK1153&AL1153,$C$2:$V$2,0)),0))","v":3653},"ЗО",{"$f":"3.6*AV1153/(4.19*(Калькулятор!$C$8-Калькулятор!$D$8))","v":313.87016706443916},{"$f":"IF(Калькулятор!$F$8<>70,INDEX($C$6:$V$17,MATCH(AM1153,$B$6:$B$17,0),MATCH(AK1153&AL1153,$C$2:$V$2,0))*(Калькулятор!$F$8/70)^справочно!$Y$2,INDEX($C$6:$V$17,MATCH(AM1153,$B$6:$B$17,0),MATCH(AK1153&AL1153,$C$2:$V$2,0)))","v":3653.1000000000004}]
[null,null,null,null,null,null,null,null,null,null,null,null,null,null,null,null,null,null,null,null,null,null,null,null,null,null,"Конвектор внутрипольный Royal Thermo ATRIUM-190/200/800-DG-U-AU","НС-1493170","RT-A-190/200/800-DG-U-AU",{"$f":"SEARCH(\"-\",AC1154)","v":3},{"$f":"SEARCH(\"-\",AC1154,AD1154+1)","v":5},{"$f":"SEARCH(\"/\",AC1154)","v":9},{"$f":"SEARCH(\"/\",AC1154,AF1154+1)","v":13},{"$f":"SEARCH(\"-\",AC1154,AE1154+1)","v":17},{"$f":"SEARCH(\"-\",AC1154,AH1154+1)","v":20},{"$f":"SEARCH(\"-\",AC1154,AI1154+1)","v":22},{"$f":"MID($AC1154,AE1154+1,AF1154-AE1154-1)*1","v":190},{"$f":"MID($AC1154,AF1154+1,AG1154-AF1154-1)*1","v":200},{"$f":"MID($AC1154,AG1154+1,AH1154-AG1154-1)*1","v":800},{"$f":"MID($AC1154,AH1154+1,AI1154-AH1154-1)","v":"DG"},{"$f":"MID($AC1154,AI1154+1,AJ1154-AI1154-1)","v":"U"},{"$f":"MID($AC1154,AI1154+3,LEN(AC1154)-AI1154-1)","v":"AU"},{"$f":"IF((IFERROR(IF(VLOOKUP(AK1154,X:Y,2,0)=TRUE,1,0),0)+IFERROR(IF(VLOOKUP(AL1154,X:Y,2,0)=TRUE,1,0),0)+IFERROR(IF(VLOOKUP(AN1154,X:Y,2,0)=TRUE,1,0),0)+IFERROR(IF(VLOOKUP(AO1154,X:Y,2,0)=TRUE,1,0),0)+IFERROR(IF(VLOOKUP(AP1154,X:Y,2,0)=TRUE,1,0),0)+IF(AND(AM1154>=Калькулятор!$C$14,AM1154<=Калькулятор!$E$14),1,0)+IF(OR(AND(AS1154>=Калькулятор!$C$11,AS1154<=IF(ISBLANK(Калькулятор!$E$11),100000,Калькулятор!$E$11)),Калькулятор!$C$11&Калькулятор!$E$11=\"\"),1,0))=7,1,0)","v":0},{"$f":"SUM(AQ$2:AQ1154)","v":240},{"$f":"IF(Калькулятор!$F$8<>70,ROUND(INDEX($C$6:$V$17,MATCH(AM1154,$B$6:$B$17,0),MATCH(AK1154&AL1154,$C$2:$V$2,0))*(Калькулятор!$F$8/70)^справочно!$Y$2,0),ROUND(INDEX($C$6:$V$17,MATCH(AM1154,$B$6:$B$17,0),MATCH(AK1154&AL1154,$C$2:$V$2,0)),0))","v":446},"ЗО",{"$f":"3.6*AV1154/(4.19*(Калькулятор!$C$8-Калькулятор!$D$8))","v":38.336992840095462},{"$f":"IF(Калькулятор!$F$8<>70,INDEX($C$6:$V$17,MATCH(AM1154,$B$6:$B$17,0),MATCH(AK1154&AL1154,$C$2:$V$2,0))*(Калькулятор!$F$8/70)^справочно!$Y$2,INDEX($C$6:$V$17,MATCH(AM1154,$B$6:$B$17,0),MATCH(AK1154&AL1154,$C$2:$V$2,0)))","v":446.2}]
[null,null,null,null,null,null,null,null,null,null,null,null,null,null,null,null,null,null,null,null,null,null,null,null,null,null,"Конвектор внутрипольный Royal Thermo ATRIUM-190/200/1000-DG-U-AU","НС-1493159","RT-A-190/200/1000-DG-U-AU",3,5,9,13,18,21,23,190,200,1000,"DG","U","AU",{"$f":"IF((IFERROR(IF(VLOOKUP(AK1155,X:Y,2,0)=TRUE,1,0),0)+IFERROR(IF(VLOOKUP(AL1155,X:Y,2,0)=TRUE,1,0),0)+IFERROR(IF(VLOOKUP(AN1155,X:Y,2,0)=TRUE,1,0),0)+IFERROR(IF(VLOOKUP(AO1155,X:Y,2,0)=TRUE,1,0),0)+IFERROR(IF(VLOOKUP(AP1155,X:Y,2,0)=TRUE,1,0),0)+IF(AND(AM1155>=Калькулятор!$C$14,AM1155<=Калькулятор!$E$14),1,0)+IF(OR(AND(AS1155>=Калькулятор!$C$11,AS1155<=IF(ISBLANK(Калькулятор!$E$11),100000,Калькулятор!$E$11)),Калькулятор!$C$11&Калькулятор!$E$11=\"\"),1,0))=7,1,0)","v":0},{"$f":"SUM(AQ$2:AQ1155)","v":240},{"$f":"IF(Калькулятор!$F$8<>70,ROUND(INDEX($C$6:$V$17,MATCH(AM1155,$B$6:$B$17,0),MATCH(AK1155&AL1155,$C$2:$V$2,0))*(Калькулятор!$F$8/70)^справочно!$Y$2,0),ROUND(INDEX($C$6:$V$17,MATCH(AM1155,$B$6:$B$17,0),MATCH(AK1155&AL1155,$C$2:$V$2,0)),0))","v":616},"ЗО",{"$f":"3.6*AV1155/(4.19*(Калькулятор!$C$8-Калькулятор!$D$8))","v":52.960381861575172},{"$f":"IF(Калькулятор!$F$8<>70,INDEX($C$6:$V$17,MATCH(AM1155,$B$6:$B$17,0),MATCH(AK1155&AL1155,$C$2:$V$2,0))*(Калькулятор!$F$8/70)^справочно!$Y$2,INDEX($C$6:$V$17,MATCH(AM1155,$B$6:$B$17,0),MATCH(AK1155&AL1155,$C$2:$V$2,0)))","v":616.4}]
[null,null,null,null,null,null,null,null,null,null,null,null,null,null,null,null,null,null,null,null,null,null,null,null,null,null,"Конвектор внутрипольный Royal Thermo ATRIUM-190/200/1200-DG-U-AU","НС-1493160","RT-A-190/200/1200-DG-U-AU",3,5,9,13,18,21,23,190,200,1200,"DG","U","AU",{"$f":"IF((IFERROR(IF(VLOOKUP(AK1156,X:Y,2,0)=TRUE,1,0),0)+IFERROR(IF(VLOOKUP(AL1156,X:Y,2,0)=TRUE,1,0),0)+IFERROR(IF(VLOOKUP(AN1156,X:Y,2,0)=TRUE,1,0),0)+IFERROR(IF(VLOOKUP(AO1156,X:Y,2,0)=TRUE,1,0),0)+IFERROR(IF(VLOOKUP(AP1156,X:Y,2,0)=TRUE,1,0),0)+IF(AND(AM1156>=Калькулятор!$C$14,AM1156<=Калькулятор!$E$14),1,0)+IF(OR(AND(AS1156>=Калькулятор!$C$11,AS1156<=IF(ISBLANK(Калькулятор!$E$11),100000,Калькулятор!$E$11)),Калькулятор!$C$11&Калькулятор!$E$11=\"\"),1,0))=7,1,0)","v":0},{"$f":"SUM(AQ$2:AQ1156)","v":240},{"$f":"IF(Калькулятор!$F$8<>70,ROUND(INDEX($C$6:$V$17,MATCH(AM1156,$B$6:$B$17,0),MATCH(AK1156&AL1156,$C$2:$V$2,0))*(Калькулятор!$F$8/70)^справочно!$Y$2,0),ROUND(INDEX($C$6:$V$17,MATCH(AM1156,$B$6:$B$17,0),MATCH(AK1156&AL1156,$C$2:$V$2,0)),0))","v":784},"ЗО",{"$f":"3.6*AV1156/(4.19*(Калькулятор!$C$8-Калькулятор!$D$8))","v":67.386157517899747},{"$f":"IF(Калькулятор!$F$8<>70,INDEX($C$6:$V$17,MATCH(AM1156,$B$6:$B$17,0),MATCH(AK1156&AL1156,$C$2:$V$2,0))*(Калькулятор!$F$8/70)^справочно!$Y$2,INDEX($C$6:$V$17,MATCH(AM1156,$B$6:$B$17,0),MATCH(AK1156&AL1156,$C$2:$V$2,0)))","v":784.3}]
[null,null,null,null,null,null,null,null,null,null,null,null,null,null,null,null,null,null,null,null,null,null,null,null,null,null,"Конвектор внутрипольный Royal Thermo ATRIUM-190/200/1400-DG-U-AU","НС-1493161","RT-A-190/200/1400-DG-U-AU",3,5,9,13,18,21,23,190,200,1400,"DG","U","AU",{"$f":"IF((IFERROR(IF(VLOOKUP(AK1157,X:Y,2,0)=TRUE,1,0),0)+IFERROR(IF(VLOOKUP(AL1157,X:Y,2,0)=TRUE,1,0),0)+IFERROR(IF(VLOOKUP(AN1157,X:Y,2,0)=TRUE,1,0),0)+IFERROR(IF(VLOOKUP(AO1157,X:Y,2,0)=TRUE,1,0),0)+IFERROR(IF(VLOOKUP(AP1157,X:Y,2,0)=TRUE,1,0),0)+IF(AND(AM1157>=Калькулятор!$C$14,AM1157<=Калькулятор!$E$14),1,0)+IF(OR(AND(AS1157>=Калькулятор!$C$11,AS1157<=IF(ISBLANK(Калькулятор!$E$11),100000,Калькулятор!$E$11)),Калькулятор!$C$11&Калькулятор!$E$11=\"\"),1,0))=7,1,0)","v":0},{"$f":"SUM(AQ$2:AQ1157)","v":240},{"$f":"IF(Калькулятор!$F$8<>70,ROUND(INDEX($C$6:$V$17,MATCH(AM1157,$B$6:$B$17,0),MATCH(AK1157&AL1157,$C$2:$V$2,0))*(Калькулятор!$F$8/70)^справочно!$Y$2,0),ROUND(INDEX($C$6:$V$17,MATCH(AM1157,$B$6:$B$17,0),MATCH(AK1157&AL1157,$C$2:$V$2,0)),0))","v":953},"ЗО",{"$f":"3.6*AV1157/(4.19*(Калькулятор!$C$8-Калькулятор!$D$8))","v":81.910739856801897},{"$f":"IF(Калькулятор!$F$8<>70,INDEX($C$6:$V$17,MATCH(AM1157,$B$6:$B$17,0),MATCH(AK1157&AL1157,$C$2:$V$2,0))*(Калькулятор!$F$8/70)^справочно!$Y$2,INDEX($C$6:$V$17,MATCH(AM1157,$B$6:$B$17,0),MATCH(AK1157&AL1157,$C$2:$V$2,0)))","v":953.34999999999991}]
[null,null,null,null,null,null,null,null,null,null,null,null,null,null,null,null,null,null,null,null,null,null,null,null,null,null,"Конвектор внутрипольный Royal Thermo ATRIUM-190/200/1600-DG-U-AU","НС-1493162","RT-A-190/200/1600-DG-U-AU",3,5,9,13,18,21,23,190,200,1600,"DG","U","AU",{"$f":"IF((IFERROR(IF(VLOOKUP(AK1158,X:Y,2,0)=TRUE,1,0),0)+IFERROR(IF(VLOOKUP(AL1158,X:Y,2,0)=TRUE,1,0),0)+IFERROR(IF(VLOOKUP(AN1158,X:Y,2,0)=TRUE,1,0),0)+IFERROR(IF(VLOOKUP(AO1158,X:Y,2,0)=TRUE,1,0),0)+IFERROR(IF(VLOOKUP(AP1158,X:Y,2,0)=TRUE,1,0),0)+IF(AND(AM1158>=Калькулятор!$C$14,AM1158<=Калькулятор!$E$14),1,0)+IF(OR(AND(AS1158>=Калькулятор!$C$11,AS1158<=IF(ISBLANK(Калькулятор!$E$11),100000,Калькулятор!$E$11)),Калькулятор!$C$11&Калькулятор!$E$11=\"\"),1,0))=7,1,0)","v":0},{"$f":"SUM(AQ$2:AQ1158)","v":240},{"$f":"IF(Калькулятор!$F$8<>70,ROUND(INDEX($C$6:$V$17,MATCH(AM1158,$B$6:$B$17,0),MATCH(AK1158&AL1158,$C$2:$V$2,0))*(Калькулятор!$F$8/70)^справочно!$Y$2,0),ROUND(INDEX($C$6:$V$17,MATCH(AM1158,$B$6:$B$17,0),MATCH(AK1158&AL1158,$C$2:$V$2,0)),0))","v":1124},"ЗО",{"$f":"3.6*AV1158/(4.19*(Калькулятор!$C$8-Калькулятор!$D$8))","v":96.534128878281606},{"$f":"IF(Калькулятор!$F$8<>70,INDEX($C$6:$V$17,MATCH(AM1158,$B$6:$B$17,0),MATCH(AK1158&AL1158,$C$2:$V$2,0))*(Калькулятор!$F$8/70)^справочно!$Y$2,INDEX($C$6:$V$17,MATCH(AM1158,$B$6:$B$17,0),MATCH(AK1158&AL1158,$C$2:$V$2,0)))","v":1123.55}]
[null,null,null,null,null,null,null,null,null,null,null,null,null,null,null,null,null,null,null,null,null,null,null,null,null,null,"Конвектор внутрипольный Royal Thermo ATRIUM-190/200/1800-DG-U-AU","НС-1493163","RT-A-190/200/1800-DG-U-AU",3,5,9,13,18,21,23,190,200,1800,"DG","U","AU",{"$f":"IF((IFERROR(IF(VLOOKUP(AK1159,X:Y,2,0)=TRUE,1,0),0)+IFERROR(IF(VLOOKUP(AL1159,X:Y,2,0)=TRUE,1,0),0)+IFERROR(IF(VLOOKUP(AN1159,X:Y,2,0)=TRUE,1,0),0)+IFERROR(IF(VLOOKUP(AO1159,X:Y,2,0)=TRUE,1,0),0)+IFERROR(IF(VLOOKUP(AP1159,X:Y,2,0)=TRUE,1,0),0)+IF(AND(AM1159>=Калькулятор!$C$14,AM1159<=Калькулятор!$E$14),1,0)+IF(OR(AND(AS1159>=Калькулятор!$C$11,AS1159<=IF(ISBLANK(Калькулятор!$E$11),100000,Калькулятор!$E$11)),Калькулятор!$C$11&Калькулятор!$E$11=\"\"),1,0))=7,1,0)","v":0},{"$f":"SUM(AQ$2:AQ1159)","v":240},{"$f":"IF(Калькулятор!$F$8<>70,ROUND(INDEX($C$6:$V$17,MATCH(AM1159,$B$6:$B$17,0),MATCH(AK1159&AL1159,$C$2:$V$2,0))*(Калькулятор!$F$8/70)^справочно!$Y$2,0),ROUND(INDEX($C$6:$V$17,MATCH(AM1159,$B$6:$B$17,0),MATCH(AK1159&AL1159,$C$2:$V$2,0)),0))","v":1291},"ЗО",{"$f":"3.6*AV1159/(4.19*(Калькулятор!$C$8-Калькулятор!$D$8))","v":110.95990453460618},{"$f":"IF(Калькулятор!$F$8<>70,INDEX($C$6:$V$17,MATCH(AM1159,$B$6:$B$17,0),MATCH(AK1159&AL1159,$C$2:$V$2,0))*(Калькулятор!$F$8/70)^справочно!$Y$2,INDEX($C$6:$V$17,MATCH(AM1159,$B$6:$B$17,0),MATCH(AK1159&AL1159,$C$2:$V$2,0)))","v":1291.4499999999998}]
[null,null,null,null,null,null,null,null,null,null,null,null,null,null,null,null,null,null,null,null,null,null,null,null,null,null,"Конвектор внутрипольный Royal Thermo ATRIUM-190/200/2000-DG-U-AU","НС-1493164","RT-A-190/200/2000-DG-U-AU",3,5,9,13,18,21,23,190,200,2000,"DG","U","AU",{"$f":"IF((IFERROR(IF(VLOOKUP(AK1160,X:Y,2,0)=TRUE,1,0),0)+IFERROR(IF(VLOOKUP(AL1160,X:Y,2,0)=TRUE,1,0),0)+IFERROR(IF(VLOOKUP(AN1160,X:Y,2,0)=TRUE,1,0),0)+IFERROR(IF(VLOOKUP(AO1160,X:Y,2,0)=TRUE,1,0),0)+IFERROR(IF(VLOOKUP(AP1160,X:Y,2,0)=TRUE,1,0),0)+IF(AND(AM1160>=Калькулятор!$C$14,AM1160<=Калькулятор!$E$14),1,0)+IF(OR(AND(AS1160>=Калькулятор!$C$11,AS1160<=IF(ISBLANK(Калькулятор!$E$11),100000,Калькулятор!$E$11)),Калькулятор!$C$11&Калькулятор!$E$11=\"\"),1,0))=7,1,0)","v":0},{"$f":"SUM(AQ$2:AQ1160)","v":240},{"$f":"IF(Калькулятор!$F$8<>70,ROUND(INDEX($C$6:$V$17,MATCH(AM1160,$B$6:$B$17,0),MATCH(AK1160&AL1160,$C$2:$V$2,0))*(Калькулятор!$F$8/70)^справочно!$Y$2,0),ROUND(INDEX($C$6:$V$17,MATCH(AM1160,$B$6:$B$17,0),MATCH(AK1160&AL1160,$C$2:$V$2,0)),0))","v":1461},"ЗО",{"$f":"3.6*AV1160/(4.19*(Калькулятор!$C$8-Калькулятор!$D$8))","v":125.48448687350835},{"$f":"IF(Калькулятор!$F$8<>70,INDEX($C$6:$V$17,MATCH(AM1160,$B$6:$B$17,0),MATCH(AK1160&AL1160,$C$2:$V$2,0))*(Калькулятор!$F$8/70)^справочно!$Y$2,INDEX($C$6:$V$17,MATCH(AM1160,$B$6:$B$17,0),MATCH(AK1160&AL1160,$C$2:$V$2,0)))","v":1460.5}]
[null,null,null,null,null,null,null,null,null,null,null,null,null,null,null,null,null,null,null,null,null,null,null,null,null,null,"Конвектор внутрипольный Royal Thermo ATRIUM-190/200/2200-DG-U-AU","НС-1493165","RT-A-190/200/2200-DG-U-AU",3,5,9,13,18,21,23,190,200,2200,"DG","U","AU",{"$f":"IF((IFERROR(IF(VLOOKUP(AK1161,X:Y,2,0)=TRUE,1,0),0)+IFERROR(IF(VLOOKUP(AL1161,X:Y,2,0)=TRUE,1,0),0)+IFERROR(IF(VLOOKUP(AN1161,X:Y,2,0)=TRUE,1,0),0)+IFERROR(IF(VLOOKUP(AO1161,X:Y,2,0)=TRUE,1,0),0)+IFERROR(IF(VLOOKUP(AP1161,X:Y,2,0)=TRUE,1,0),0)+IF(AND(AM1161>=Калькулятор!$C$14,AM1161<=Калькулятор!$E$14),1,0)+IF(OR(AND(AS1161>=Калькулятор!$C$11,AS1161<=IF(ISBLANK(Калькулятор!$E$11),100000,Калькулятор!$E$11)),Калькулятор!$C$11&Калькулятор!$E$11=\"\"),1,0))=7,1,0)","v":0},{"$f":"SUM(AQ$2:AQ1161)","v":240},{"$f":"IF(Калькулятор!$F$8<>70,ROUND(INDEX($C$6:$V$17,MATCH(AM1161,$B$6:$B$17,0),MATCH(AK1161&AL1161,$C$2:$V$2,0))*(Калькулятор!$F$8/70)^справочно!$Y$2,0),ROUND(INDEX($C$6:$V$17,MATCH(AM1161,$B$6:$B$17,0),MATCH(AK1161&AL1161,$C$2:$V$2,0)),0))","v":1631},"ЗО",{"$f":"3.6*AV1161/(4.19*(Калькулятор!$C$8-Калькулятор!$D$8))","v":140.10787589498804},{"$f":"IF(Калькулятор!$F$8<>70,INDEX($C$6:$V$17,MATCH(AM1161,$B$6:$B$17,0),MATCH(AK1161&AL1161,$C$2:$V$2,0))*(Калькулятор!$F$8/70)^справочно!$Y$2,INDEX($C$6:$V$17,MATCH(AM1161,$B$6:$B$17,0),MATCH(AK1161&AL1161,$C$2:$V$2,0)))","v":1630.6999999999998}]
[null,null,null,null,null,null,null,null,null,null,null,null,null,null,null,null,null,null,null,null,null,null,null,null,null,null,"Конвектор внутрипольный Royal Thermo ATRIUM-190/200/2400-DG-U-AU","НС-1493166","RT-A-190/200/2400-DG-U-AU",3,5,9,13,18,21,23,190,200,2400,"DG","U","AU",{"$f":"IF((IFERROR(IF(VLOOKUP(AK1162,X:Y,2,0)=TRUE,1,0),0)+IFERROR(IF(VLOOKUP(AL1162,X:Y,2,0)=TRUE,1,0),0)+IFERROR(IF(VLOOKUP(AN1162,X:Y,2,0)=TRUE,1,0),0)+IFERROR(IF(VLOOKUP(AO1162,X:Y,2,0)=TRUE,1,0),0)+IFERROR(IF(VLOOKUP(AP1162,X:Y,2,0)=TRUE,1,0),0)+IF(AND(AM1162>=Калькулятор!$C$14,AM1162<=Калькулятор!$E$14),1,0)+IF(OR(AND(AS1162>=Калькулятор!$C$11,AS1162<=IF(ISBLANK(Калькулятор!$E$11),100000,Калькулятор!$E$11)),Калькулятор!$C$11&Калькулятор!$E$11=\"\"),1,0))=7,1,0)","v":0},{"$f":"SUM(AQ$2:AQ1162)","v":240},{"$f":"IF(Калькулятор!$F$8<>70,ROUND(INDEX($C$6:$V$17,MATCH(AM1162,$B$6:$B$17,0),MATCH(AK1162&AL1162,$C$2:$V$2,0))*(Калькулятор!$F$8/70)^справочно!$Y$2,0),ROUND(INDEX($C$6:$V$17,MATCH(AM1162,$B$6:$B$17,0),MATCH(AK1162&AL1162,$C$2:$V$2,0)),0))","v":1799},"ЗО",{"$f":"3.6*AV1162/(4.19*(Калькулятор!$C$8-Калькулятор!$D$8))","v":154.53365155131263},{"$f":"IF(Калькулятор!$F$8<>70,INDEX($C$6:$V$17,MATCH(AM1162,$B$6:$B$17,0),MATCH(AK1162&AL1162,$C$2:$V$2,0))*(Калькулятор!$F$8/70)^справочно!$Y$2,INDEX($C$6:$V$17,MATCH(AM1162,$B$6:$B$17,0),MATCH(AK1162&AL1162,$C$2:$V$2,0)))","v":1798.6}]
[null,null,null,null,null,null,null,null,null,null,null,null,null,null,null,null,null,null,null,null,null,null,null,null,null,null,"Конвектор внутрипольный Royal Thermo ATRIUM-190/200/2600-DG-U-AU","НС-1493167","RT-A-190/200/2600-DG-U-AU",3,5,9,13,18,21,23,190,200,2600,"DG","U","AU",{"$f":"IF((IFERROR(IF(VLOOKUP(AK1163,X:Y,2,0)=TRUE,1,0),0)+IFERROR(IF(VLOOKUP(AL1163,X:Y,2,0)=TRUE,1,0),0)+IFERROR(IF(VLOOKUP(AN1163,X:Y,2,0)=TRUE,1,0),0)+IFERROR(IF(VLOOKUP(AO1163,X:Y,2,0)=TRUE,1,0),0)+IFERROR(IF(VLOOKUP(AP1163,X:Y,2,0)=TRUE,1,0),0)+IF(AND(AM1163>=Калькулятор!$C$14,AM1163<=Калькулятор!$E$14),1,0)+IF(OR(AND(AS1163>=Калькулятор!$C$11,AS1163<=IF(ISBLANK(Калькулятор!$E$11),100000,Калькулятор!$E$11)),Калькулятор!$C$11&Калькулятор!$E$11=\"\"),1,0))=7,1,0)","v":0},{"$f":"SUM(AQ$2:AQ1163)","v":240},{"$f":"IF(Калькулятор!$F$8<>70,ROUND(INDEX($C$6:$V$17,MATCH(AM1163,$B$6:$B$17,0),MATCH(AK1163&AL1163,$C$2:$V$2,0))*(Калькулятор!$F$8/70)^справочно!$Y$2,0),ROUND(INDEX($C$6:$V$17,MATCH(AM1163,$B$6:$B$17,0),MATCH(AK1163&AL1163,$C$2:$V$2,0)),0))","v":1968},"ЗО",{"$f":"3.6*AV1163/(4.19*(Калькулятор!$C$8-Калькулятор!$D$8))","v":169.05823389021478},{"$f":"IF(Калькулятор!$F$8<>70,INDEX($C$6:$V$17,MATCH(AM1163,$B$6:$B$17,0),MATCH(AK1163&AL1163,$C$2:$V$2,0))*(Калькулятор!$F$8/70)^справочно!$Y$2,INDEX($C$6:$V$17,MATCH(AM1163,$B$6:$B$17,0),MATCH(AK1163&AL1163,$C$2:$V$2,0)))","v":1967.6499999999999}]
[null,null,null,null,null,null,null,null,null,null,null,null,null,null,null,null,null,null,null,null,null,null,null,null,null,null,"Конвектор внутрипольный Royal Thermo ATRIUM-190/200/2800-DG-U-AU","НС-1493168","RT-A-190/200/2800-DG-U-AU",3,5,9,13,18,21,23,190,200,2800,"DG","U","AU",{"$f":"IF((IFERROR(IF(VLOOKUP(AK1164,X:Y,2,0)=TRUE,1,0),0)+IFERROR(IF(VLOOKUP(AL1164,X:Y,2,0)=TRUE,1,0),0)+IFERROR(IF(VLOOKUP(AN1164,X:Y,2,0)=TRUE,1,0),0)+IFERROR(IF(VLOOKUP(AO1164,X:Y,2,0)=TRUE,1,0),0)+IFERROR(IF(VLOOKUP(AP1164,X:Y,2,0)=TRUE,1,0),0)+IF(AND(AM1164>=Калькулятор!$C$14,AM1164<=Калькулятор!$E$14),1,0)+IF(OR(AND(AS1164>=Калькулятор!$C$11,AS1164<=IF(ISBLANK(Калькулятор!$E$11),100000,Калькулятор!$E$11)),Калькулятор!$C$11&Калькулятор!$E$11=\"\"),1,0))=7,1,0)","v":0},{"$f":"SUM(AQ$2:AQ1164)","v":240},{"$f":"IF(Калькулятор!$F$8<>70,ROUND(INDEX($C$6:$V$17,MATCH(AM1164,$B$6:$B$17,0),MATCH(AK1164&AL1164,$C$2:$V$2,0))*(Калькулятор!$F$8/70)^справочно!$Y$2,0),ROUND(INDEX($C$6:$V$17,MATCH(AM1164,$B$6:$B$17,0),MATCH(AK1164&AL1164,$C$2:$V$2,0)),0))","v":2137},"ЗО",{"$f":"3.6*AV1164/(4.19*(Калькулятор!$C$8-Калькулятор!$D$8))","v":183.58281622911693},{"$f":"IF(Калькулятор!$F$8<>70,INDEX($C$6:$V$17,MATCH(AM1164,$B$6:$B$17,0),MATCH(AK1164&AL1164,$C$2:$V$2,0))*(Калькулятор!$F$8/70)^справочно!$Y$2,INDEX($C$6:$V$17,MATCH(AM1164,$B$6:$B$17,0),MATCH(AK1164&AL1164,$C$2:$V$2,0)))","v":2136.6999999999998}]
[null,null,null,null,null,null,null,null,null,null,null,null,null,null,null,null,null,null,null,null,null,null,null,null,null,null,"Конвектор внутрипольный Royal Thermo ATRIUM-190/200/3000-DG-U-AU","НС-1493169","RT-A-190/200/3000-DG-U-AU",3,5,9,13,18,21,23,190,200,3000,"DG","U","AU",{"$f":"IF((IFERROR(IF(VLOOKUP(AK1165,X:Y,2,0)=TRUE,1,0),0)+IFERROR(IF(VLOOKUP(AL1165,X:Y,2,0)=TRUE,1,0),0)+IFERROR(IF(VLOOKUP(AN1165,X:Y,2,0)=TRUE,1,0),0)+IFERROR(IF(VLOOKUP(AO1165,X:Y,2,0)=TRUE,1,0),0)+IFERROR(IF(VLOOKUP(AP1165,X:Y,2,0)=TRUE,1,0),0)+IF(AND(AM1165>=Калькулятор!$C$14,AM1165<=Калькулятор!$E$14),1,0)+IF(OR(AND(AS1165>=Калькулятор!$C$11,AS1165<=IF(ISBLANK(Калькулятор!$E$11),100000,Калькулятор!$E$11)),Калькулятор!$C$11&Калькулятор!$E$11=\"\"),1,0))=7,1,0)","v":0},{"$f":"SUM(AQ$2:AQ1165)","v":240},{"$f":"IF(Калькулятор!$F$8<>70,ROUND(INDEX($C$6:$V$17,MATCH(AM1165,$B$6:$B$17,0),MATCH(AK1165&AL1165,$C$2:$V$2,0))*(Калькулятор!$F$8/70)^справочно!$Y$2,0),ROUND(INDEX($C$6:$V$17,MATCH(AM1165,$B$6:$B$17,0),MATCH(AK1165&AL1165,$C$2:$V$2,0)),0))","v":2306},"ЗО",{"$f":"3.6*AV1165/(4.19*(Калькулятор!$C$8-Калькулятор!$D$8))","v":198.10739856801908},{"$f":"IF(Калькулятор!$F$8<>70,INDEX($C$6:$V$17,MATCH(AM1165,$B$6:$B$17,0),MATCH(AK1165&AL1165,$C$2:$V$2,0))*(Калькулятор!$F$8/70)^справочно!$Y$2,INDEX($C$6:$V$17,MATCH(AM1165,$B$6:$B$17,0),MATCH(AK1165&AL1165,$C$2:$V$2,0)))","v":2305.75}]
[null,null,null,null,null,null,null,null,null,null,null,null,null,null,null,null,null,null,null,null,null,null,null,null,null,null,"Конвектор внутрипольный Royal Thermo ATRIUM-190/250/800-DG-U-AU","НС-1493183","RT-A-190/250/800-DG-U-AU",3,5,9,13,17,20,22,190,250,800,"DG","U","AU",{"$f":"IF((IFERROR(IF(VLOOKUP(AK1166,X:Y,2,0)=TRUE,1,0),0)+IFERROR(IF(VLOOKUP(AL1166,X:Y,2,0)=TRUE,1,0),0)+IFERROR(IF(VLOOKUP(AN1166,X:Y,2,0)=TRUE,1,0),0)+IFERROR(IF(VLOOKUP(AO1166,X:Y,2,0)=TRUE,1,0),0)+IFERROR(IF(VLOOKUP(AP1166,X:Y,2,0)=TRUE,1,0),0)+IF(AND(AM1166>=Калькулятор!$C$14,AM1166<=Калькулятор!$E$14),1,0)+IF(OR(AND(AS1166>=Калькулятор!$C$11,AS1166<=IF(ISBLANK(Калькулятор!$E$11),100000,Калькулятор!$E$11)),Калькулятор!$C$11&Калькулятор!$E$11=\"\"),1,0))=7,1,0)","v":0},{"$f":"SUM(AQ$2:AQ1166)","v":240},{"$f":"IF(Калькулятор!$F$8<>70,ROUND(INDEX($C$6:$V$17,MATCH(AM1166,$B$6:$B$17,0),MATCH(AK1166&AL1166,$C$2:$V$2,0))*(Калькулятор!$F$8/70)^справочно!$Y$2,0),ROUND(INDEX($C$6:$V$17,MATCH(AM1166,$B$6:$B$17,0),MATCH(AK1166&AL1166,$C$2:$V$2,0)),0))","v":519},"ЗО",{"$f":"3.6*AV1166/(4.19*(Калькулятор!$C$8-Калькулятор!$D$8))","v":44.561813842482088},{"$f":"IF(Калькулятор!$F$8<>70,INDEX($C$6:$V$17,MATCH(AM1166,$B$6:$B$17,0),MATCH(AK1166&AL1166,$C$2:$V$2,0))*(Калькулятор!$F$8/70)^справочно!$Y$2,INDEX($C$6:$V$17,MATCH(AM1166,$B$6:$B$17,0),MATCH(AK1166&AL1166,$C$2:$V$2,0)))","v":518.65}]
[null,null,null,null,null,null,null,null,null,null,null,null,null,null,null,null,null,null,null,null,null,null,null,null,null,null,"Конвектор внутрипольный Royal Thermo ATRIUM-190/250/1000-DG-U-AU","НС-1493172","RT-A-190/250/1000-DG-U-AU",3,5,9,13,18,21,23,190,250,1000,"DG","U","AU",{"$f":"IF((IFERROR(IF(VLOOKUP(AK1167,X:Y,2,0)=TRUE,1,0),0)+IFERROR(IF(VLOOKUP(AL1167,X:Y,2,0)=TRUE,1,0),0)+IFERROR(IF(VLOOKUP(AN1167,X:Y,2,0)=TRUE,1,0),0)+IFERROR(IF(VLOOKUP(AO1167,X:Y,2,0)=TRUE,1,0),0)+IFERROR(IF(VLOOKUP(AP1167,X:Y,2,0)=TRUE,1,0),0)+IF(AND(AM1167>=Калькулятор!$C$14,AM1167<=Калькулятор!$E$14),1,0)+IF(OR(AND(AS1167>=Калькулятор!$C$11,AS1167<=IF(ISBLANK(Калькулятор!$E$11),100000,Калькулятор!$E$11)),Калькулятор!$C$11&Калькулятор!$E$11=\"\"),1,0))=7,1,0)","v":0},{"$f":"SUM(AQ$2:AQ1167)","v":240},{"$f":"IF(Калькулятор!$F$8<>70,ROUND(INDEX($C$6:$V$17,MATCH(AM1167,$B$6:$B$17,0),MATCH(AK1167&AL1167,$C$2:$V$2,0))*(Калькулятор!$F$8/70)^справочно!$Y$2,0),ROUND(INDEX($C$6:$V$17,MATCH(AM1167,$B$6:$B$17,0),MATCH(AK1167&AL1167,$C$2:$V$2,0)),0))","v":692},"ЗО",{"$f":"3.6*AV1167/(4.19*(Калькулятор!$C$8-Калькулятор!$D$8))","v":59.481622911694494},{"$f":"IF(Калькулятор!$F$8<>70,INDEX($C$6:$V$17,MATCH(AM1167,$B$6:$B$17,0),MATCH(AK1167&AL1167,$C$2:$V$2,0))*(Калькулятор!$F$8/70)^справочно!$Y$2,INDEX($C$6:$V$17,MATCH(AM1167,$B$6:$B$17,0),MATCH(AK1167&AL1167,$C$2:$V$2,0)))","v":692.3}]
[null,null,null,null,null,null,null,null,null,null,null,null,null,null,null,null,null,null,null,null,null,null,null,null,null,null,"Конвектор внутрипольный Royal Thermo ATRIUM-190/250/1200-DG-U-AU","НС-1493173","RT-A-190/250/1200-DG-U-AU",3,5,9,13,18,21,23,190,250,1200,"DG","U","AU",{"$f":"IF((IFERROR(IF(VLOOKUP(AK1168,X:Y,2,0)=TRUE,1,0),0)+IFERROR(IF(VLOOKUP(AL1168,X:Y,2,0)=TRUE,1,0),0)+IFERROR(IF(VLOOKUP(AN1168,X:Y,2,0)=TRUE,1,0),0)+IFERROR(IF(VLOOKUP(AO1168,X:Y,2,0)=TRUE,1,0),0)+IFERROR(IF(VLOOKUP(AP1168,X:Y,2,0)=TRUE,1,0),0)+IF(AND(AM1168>=Калькулятор!$C$14,AM1168<=Калькулятор!$E$14),1,0)+IF(OR(AND(AS1168>=Калькулятор!$C$11,AS1168<=IF(ISBLANK(Калькулятор!$E$11),100000,Калькулятор!$E$11)),Калькулятор!$C$11&Калькулятор!$E$11=\"\"),1,0))=7,1,0)","v":0},{"$f":"SUM(AQ$2:AQ1168)","v":240},{"$f":"IF(Калькулятор!$F$8<>70,ROUND(INDEX($C$6:$V$17,MATCH(AM1168,$B$6:$B$17,0),MATCH(AK1168&AL1168,$C$2:$V$2,0))*(Калькулятор!$F$8/70)^справочно!$Y$2,0),ROUND(INDEX($C$6:$V$17,MATCH(AM1168,$B$6:$B$17,0),MATCH(AK1168&AL1168,$C$2:$V$2,0)),0))","v":866},"ЗО",{"$f":"3.6*AV1168/(4.19*(Калькулятор!$C$8-Калькулятор!$D$8))","v":74.401431980906906},{"$f":"IF(Калькулятор!$F$8<>70,INDEX($C$6:$V$17,MATCH(AM1168,$B$6:$B$17,0),MATCH(AK1168&AL1168,$C$2:$V$2,0))*(Калькулятор!$F$8/70)^справочно!$Y$2,INDEX($C$6:$V$17,MATCH(AM1168,$B$6:$B$17,0),MATCH(AK1168&AL1168,$C$2:$V$2,0)))","v":865.94999999999993}]
[null,null,null,null,null,null,null,null,null,null,null,null,null,null,null,null,null,null,null,null,null,null,null,null,null,null,"Конвектор внутрипольный Royal Thermo ATRIUM-190/250/1400-DG-U-AU","НС-1493174","RT-A-190/250/1400-DG-U-AU",3,5,9,13,18,21,23,190,250,1400,"DG","U","AU",{"$f":"IF((IFERROR(IF(VLOOKUP(AK1169,X:Y,2,0)=TRUE,1,0),0)+IFERROR(IF(VLOOKUP(AL1169,X:Y,2,0)=TRUE,1,0),0)+IFERROR(IF(VLOOKUP(AN1169,X:Y,2,0)=TRUE,1,0),0)+IFERROR(IF(VLOOKUP(AO1169,X:Y,2,0)=TRUE,1,0),0)+IFERROR(IF(VLOOKUP(AP1169,X:Y,2,0)=TRUE,1,0),0)+IF(AND(AM1169>=Калькулятор!$C$14,AM1169<=Калькулятор!$E$14),1,0)+IF(OR(AND(AS1169>=Калькулятор!$C$11,AS1169<=IF(ISBLANK(Калькулятор!$E$11),100000,Калькулятор!$E$11)),Калькулятор!$C$11&Калькулятор!$E$11=\"\"),1,0))=7,1,0)","v":0},{"$f":"SUM(AQ$2:AQ1169)","v":240},{"$f":"IF(Калькулятор!$F$8<>70,ROUND(INDEX($C$6:$V$17,MATCH(AM1169,$B$6:$B$17,0),MATCH(AK1169&AL1169,$C$2:$V$2,0))*(Калькулятор!$F$8/70)^справочно!$Y$2,0),ROUND(INDEX($C$6:$V$17,MATCH(AM1169,$B$6:$B$17,0),MATCH(AK1169&AL1169,$C$2:$V$2,0)),0))","v":1038},"ЗО",{"$f":"3.6*AV1169/(4.19*(Калькулятор!$C$8-Калькулятор!$D$8))","v":89.222434367541751},{"$f":"IF(Калькулятор!$F$8<>70,INDEX($C$6:$V$17,MATCH(AM1169,$B$6:$B$17,0),MATCH(AK1169&AL1169,$C$2:$V$2,0))*(Калькулятор!$F$8/70)^справочно!$Y$2,INDEX($C$6:$V$17,MATCH(AM1169,$B$6:$B$17,0),MATCH(AK1169&AL1169,$C$2:$V$2,0)))","v":1038.4499999999998}]
[null,null,null,null,null,null,null,null,null,null,null,null,null,null,null,null,null,null,null,null,null,null,null,null,null,null,"Конвектор внутрипольный Royal Thermo ATRIUM-190/250/1600-DG-U-AU","НС-1493175","RT-A-190/250/1600-DG-U-AU",3,5,9,13,18,21,23,190,250,1600,"DG","U","AU",{"$f":"IF((IFERROR(IF(VLOOKUP(AK1170,X:Y,2,0)=TRUE,1,0),0)+IFERROR(IF(VLOOKUP(AL1170,X:Y,2,0)=TRUE,1,0),0)+IFERROR(IF(VLOOKUP(AN1170,X:Y,2,0)=TRUE,1,0),0)+IFERROR(IF(VLOOKUP(AO1170,X:Y,2,0)=TRUE,1,0),0)+IFERROR(IF(VLOOKUP(AP1170,X:Y,2,0)=TRUE,1,0),0)+IF(AND(AM1170>=Калькулятор!$C$14,AM1170<=Калькулятор!$E$14),1,0)+IF(OR(AND(AS1170>=Калькулятор!$C$11,AS1170<=IF(ISBLANK(Калькулятор!$E$11),100000,Калькулятор!$E$11)),Калькулятор!$C$11&Калькулятор!$E$11=\"\"),1,0))=7,1,0)","v":0},{"$f":"SUM(AQ$2:AQ1170)","v":240},{"$f":"IF(Калькулятор!$F$8<>70,ROUND(INDEX($C$6:$V$17,MATCH(AM1170,$B$6:$B$17,0),MATCH(AK1170&AL1170,$C$2:$V$2,0))*(Калькулятор!$F$8/70)^справочно!$Y$2,0),ROUND(INDEX($C$6:$V$17,MATCH(AM1170,$B$6:$B$17,0),MATCH(AK1170&AL1170,$C$2:$V$2,0)),0))","v":1212},"ЗО",{"$f":"3.6*AV1170/(4.19*(Калькулятор!$C$8-Калькулятор!$D$8))","v":104.14224343675416},{"$f":"IF(Калькулятор!$F$8<>70,INDEX($C$6:$V$17,MATCH(AM1170,$B$6:$B$17,0),MATCH(AK1170&AL1170,$C$2:$V$2,0))*(Калькулятор!$F$8/70)^справочно!$Y$2,INDEX($C$6:$V$17,MATCH(AM1170,$B$6:$B$17,0),MATCH(AK1170&AL1170,$C$2:$V$2,0)))","v":1212.0999999999999}]
[null,null,null,null,null,null,null,null,null,null,null,null,null,null,null,null,null,null,null,null,null,null,null,null,null,null,"Конвектор внутрипольный Royal Thermo ATRIUM-190/250/1800-DG-U-AU","НС-1493176","RT-A-190/250/1800-DG-U-AU",3,5,9,13,18,21,23,190,250,1800,"DG","U","AU",{"$f":"IF((IFERROR(IF(VLOOKUP(AK1171,X:Y,2,0)=TRUE,1,0),0)+IFERROR(IF(VLOOKUP(AL1171,X:Y,2,0)=TRUE,1,0),0)+IFERROR(IF(VLOOKUP(AN1171,X:Y,2,0)=TRUE,1,0),0)+IFERROR(IF(VLOOKUP(AO1171,X:Y,2,0)=TRUE,1,0),0)+IFERROR(IF(VLOOKUP(AP1171,X:Y,2,0)=TRUE,1,0),0)+IF(AND(AM1171>=Калькулятор!$C$14,AM1171<=Калькулятор!$E$14),1,0)+IF(OR(AND(AS1171>=Калькулятор!$C$11,AS1171<=IF(ISBLANK(Калькулятор!$E$11),100000,Калькулятор!$E$11)),Калькулятор!$C$11&Калькулятор!$E$11=\"\"),1,0))=7,1,0)","v":0},{"$f":"SUM(AQ$2:AQ1171)","v":240},{"$f":"IF(Калькулятор!$F$8<>70,ROUND(INDEX($C$6:$V$17,MATCH(AM1171,$B$6:$B$17,0),MATCH(AK1171&AL1171,$C$2:$V$2,0))*(Калькулятор!$F$8/70)^справочно!$Y$2,0),ROUND(INDEX($C$6:$V$17,MATCH(AM1171,$B$6:$B$17,0),MATCH(AK1171&AL1171,$C$2:$V$2,0)),0))","v":1387},"ЗО",{"$f":"3.6*AV1171/(4.19*(Калькулятор!$C$8-Калькулятор!$D$8))","v":119.16085918854412},{"$f":"IF(Калькулятор!$F$8<>70,INDEX($C$6:$V$17,MATCH(AM1171,$B$6:$B$17,0),MATCH(AK1171&AL1171,$C$2:$V$2,0))*(Калькулятор!$F$8/70)^справочно!$Y$2,INDEX($C$6:$V$17,MATCH(AM1171,$B$6:$B$17,0),MATCH(AK1171&AL1171,$C$2:$V$2,0)))","v":1386.8999999999999}]
[null,null,null,null,null,null,null,null,null,null,null,null,null,null,null,null,null,null,null,null,null,null,null,null,null,null,"Конвектор внутрипольный Royal Thermo ATRIUM-190/250/2000-DG-U-AU","НС-1493177","RT-A-190/250/2000-DG-U-AU",3,5,9,13,18,21,23,190,250,2000,"DG","U","AU",{"$f":"IF((IFERROR(IF(VLOOKUP(AK1172,X:Y,2,0)=TRUE,1,0),0)+IFERROR(IF(VLOOKUP(AL1172,X:Y,2,0)=TRUE,1,0),0)+IFERROR(IF(VLOOKUP(AN1172,X:Y,2,0)=TRUE,1,0),0)+IFERROR(IF(VLOOKUP(AO1172,X:Y,2,0)=TRUE,1,0),0)+IFERROR(IF(VLOOKUP(AP1172,X:Y,2,0)=TRUE,1,0),0)+IF(AND(AM1172>=Калькулятор!$C$14,AM1172<=Калькулятор!$E$14),1,0)+IF(OR(AND(AS1172>=Калькулятор!$C$11,AS1172<=IF(ISBLANK(Калькулятор!$E$11),100000,Калькулятор!$E$11)),Калькулятор!$C$11&Калькулятор!$E$11=\"\"),1,0))=7,1,0)","v":0},{"$f":"SUM(AQ$2:AQ1172)","v":240},{"$f":"IF(Калькулятор!$F$8<>70,ROUND(INDEX($C$6:$V$17,MATCH(AM1172,$B$6:$B$17,0),MATCH(AK1172&AL1172,$C$2:$V$2,0))*(Калькулятор!$F$8/70)^справочно!$Y$2,0),ROUND(INDEX($C$6:$V$17,MATCH(AM1172,$B$6:$B$17,0),MATCH(AK1172&AL1172,$C$2:$V$2,0)),0))","v":1561},"ЗО",{"$f":"3.6*AV1172/(4.19*(Калькулятор!$C$8-Калькулятор!$D$8))","v":134.08066825775654},{"$f":"IF(Калькулятор!$F$8<>70,INDEX($C$6:$V$17,MATCH(AM1172,$B$6:$B$17,0),MATCH(AK1172&AL1172,$C$2:$V$2,0))*(Калькулятор!$F$8/70)^справочно!$Y$2,INDEX($C$6:$V$17,MATCH(AM1172,$B$6:$B$17,0),MATCH(AK1172&AL1172,$C$2:$V$2,0)))","v":1560.55}]
[null,null,null,null,null,null,null,null,null,null,null,null,null,null,null,null,null,null,null,null,null,null,null,null,null,null,"Конвектор внутрипольный Royal Thermo ATRIUM-190/250/2200-DG-U-AU","НС-1493178","RT-A-190/250/2200-DG-U-AU",3,5,9,13,18,21,23,190,250,2200,"DG","U","AU",{"$f":"IF((IFERROR(IF(VLOOKUP(AK1173,X:Y,2,0)=TRUE,1,0),0)+IFERROR(IF(VLOOKUP(AL1173,X:Y,2,0)=TRUE,1,0),0)+IFERROR(IF(VLOOKUP(AN1173,X:Y,2,0)=TRUE,1,0),0)+IFERROR(IF(VLOOKUP(AO1173,X:Y,2,0)=TRUE,1,0),0)+IFERROR(IF(VLOOKUP(AP1173,X:Y,2,0)=TRUE,1,0),0)+IF(AND(AM1173>=Калькулятор!$C$14,AM1173<=Калькулятор!$E$14),1,0)+IF(OR(AND(AS1173>=Калькулятор!$C$11,AS1173<=IF(ISBLANK(Калькулятор!$E$11),100000,Калькулятор!$E$11)),Калькулятор!$C$11&Калькулятор!$E$11=\"\"),1,0))=7,1,0)","v":0},{"$f":"SUM(AQ$2:AQ1173)","v":240},{"$f":"IF(Калькулятор!$F$8<>70,ROUND(INDEX($C$6:$V$17,MATCH(AM1173,$B$6:$B$17,0),MATCH(AK1173&AL1173,$C$2:$V$2,0))*(Калькулятор!$F$8/70)^справочно!$Y$2,0),ROUND(INDEX($C$6:$V$17,MATCH(AM1173,$B$6:$B$17,0),MATCH(AK1173&AL1173,$C$2:$V$2,0)),0))","v":1734},"ЗО",{"$f":"3.6*AV1173/(4.19*(Калькулятор!$C$8-Калькулятор!$D$8))","v":149.00047732696896},{"$f":"IF(Калькулятор!$F$8<>70,INDEX($C$6:$V$17,MATCH(AM1173,$B$6:$B$17,0),MATCH(AK1173&AL1173,$C$2:$V$2,0))*(Калькулятор!$F$8/70)^справочно!$Y$2,INDEX($C$6:$V$17,MATCH(AM1173,$B$6:$B$17,0),MATCH(AK1173&AL1173,$C$2:$V$2,0)))","v":1734.1999999999998}]
[null,null,null,null,null,null,null,null,null,null,null,null,null,null,null,null,null,null,null,null,null,null,null,null,null,null,"Конвектор внутрипольный Royal Thermo ATRIUM-190/250/2400-DG-U-AU","НС-1493179","RT-A-190/250/2400-DG-U-AU",3,5,9,13,18,21,23,190,250,2400,"DG","U","AU",{"$f":"IF((IFERROR(IF(VLOOKUP(AK1174,X:Y,2,0)=TRUE,1,0),0)+IFERROR(IF(VLOOKUP(AL1174,X:Y,2,0)=TRUE,1,0),0)+IFERROR(IF(VLOOKUP(AN1174,X:Y,2,0)=TRUE,1,0),0)+IFERROR(IF(VLOOKUP(AO1174,X:Y,2,0)=TRUE,1,0),0)+IFERROR(IF(VLOOKUP(AP1174,X:Y,2,0)=TRUE,1,0),0)+IF(AND(AM1174>=Калькулятор!$C$14,AM1174<=Калькулятор!$E$14),1,0)+IF(OR(AND(AS1174>=Калькулятор!$C$11,AS1174<=IF(ISBLANK(Калькулятор!$E$11),100000,Калькулятор!$E$11)),Калькулятор!$C$11&Калькулятор!$E$11=\"\"),1,0))=7,1,0)","v":0},{"$f":"SUM(AQ$2:AQ1174)","v":240},{"$f":"IF(Калькулятор!$F$8<>70,ROUND(INDEX($C$6:$V$17,MATCH(AM1174,$B$6:$B$17,0),MATCH(AK1174&AL1174,$C$2:$V$2,0))*(Калькулятор!$F$8/70)^справочно!$Y$2,0),ROUND(INDEX($C$6:$V$17,MATCH(AM1174,$B$6:$B$17,0),MATCH(AK1174&AL1174,$C$2:$V$2,0)),0))","v":1947},"ЗО",{"$f":"3.6*AV1174/(4.19*(Калькулятор!$C$8-Калькулятор!$D$8))","v":167.27971360381858},{"$f":"IF(Калькулятор!$F$8<>70,INDEX($C$6:$V$17,MATCH(AM1174,$B$6:$B$17,0),MATCH(AK1174&AL1174,$C$2:$V$2,0))*(Калькулятор!$F$8/70)^справочно!$Y$2,INDEX($C$6:$V$17,MATCH(AM1174,$B$6:$B$17,0),MATCH(AK1174&AL1174,$C$2:$V$2,0)))","v":1946.9499999999998}]
[null,null,null,null,null,null,null,null,null,null,null,null,null,null,null,null,null,null,null,null,null,null,null,null,null,null,"Конвектор внутрипольный Royal Thermo ATRIUM-190/250/2600-DG-U-AU","НС-1493180","RT-A-190/250/2600-DG-U-AU",3,5,9,13,18,21,23,190,250,2600,"DG","U","AU",{"$f":"IF((IFERROR(IF(VLOOKUP(AK1175,X:Y,2,0)=TRUE,1,0),0)+IFERROR(IF(VLOOKUP(AL1175,X:Y,2,0)=TRUE,1,0),0)+IFERROR(IF(VLOOKUP(AN1175,X:Y,2,0)=TRUE,1,0),0)+IFERROR(IF(VLOOKUP(AO1175,X:Y,2,0)=TRUE,1,0),0)+IFERROR(IF(VLOOKUP(AP1175,X:Y,2,0)=TRUE,1,0),0)+IF(AND(AM1175>=Калькулятор!$C$14,AM1175<=Калькулятор!$E$14),1,0)+IF(OR(AND(AS1175>=Калькулятор!$C$11,AS1175<=IF(ISBLANK(Калькулятор!$E$11),100000,Калькулятор!$E$11)),Калькулятор!$C$11&Калькулятор!$E$11=\"\"),1,0))=7,1,0)","v":0},{"$f":"SUM(AQ$2:AQ1175)","v":240},{"$f":"IF(Калькулятор!$F$8<>70,ROUND(INDEX($C$6:$V$17,MATCH(AM1175,$B$6:$B$17,0),MATCH(AK1175&AL1175,$C$2:$V$2,0))*(Калькулятор!$F$8/70)^справочно!$Y$2,0),ROUND(INDEX($C$6:$V$17,MATCH(AM1175,$B$6:$B$17,0),MATCH(AK1175&AL1175,$C$2:$V$2,0)),0))","v":2121},"ЗО",{"$f":"3.6*AV1175/(4.19*(Калькулятор!$C$8-Калькулятор!$D$8))","v":182.199522673031},{"$f":"IF(Калькулятор!$F$8<>70,INDEX($C$6:$V$17,MATCH(AM1175,$B$6:$B$17,0),MATCH(AK1175&AL1175,$C$2:$V$2,0))*(Калькулятор!$F$8/70)^справочно!$Y$2,INDEX($C$6:$V$17,MATCH(AM1175,$B$6:$B$17,0),MATCH(AK1175&AL1175,$C$2:$V$2,0)))","v":2120.6}]
[null,null,null,null,null,null,null,null,null,null,null,null,null,null,null,null,null,null,null,null,null,null,null,null,null,null,"Конвектор внутрипольный Royal Thermo ATRIUM-190/250/2800-DG-U-AU","НС-1493181","RT-A-190/250/2800-DG-U-AU",3,5,9,13,18,21,23,190,250,2800,"DG","U","AU",{"$f":"IF((IFERROR(IF(VLOOKUP(AK1176,X:Y,2,0)=TRUE,1,0),0)+IFERROR(IF(VLOOKUP(AL1176,X:Y,2,0)=TRUE,1,0),0)+IFERROR(IF(VLOOKUP(AN1176,X:Y,2,0)=TRUE,1,0),0)+IFERROR(IF(VLOOKUP(AO1176,X:Y,2,0)=TRUE,1,0),0)+IFERROR(IF(VLOOKUP(AP1176,X:Y,2,0)=TRUE,1,0),0)+IF(AND(AM1176>=Калькулятор!$C$14,AM1176<=Калькулятор!$E$14),1,0)+IF(OR(AND(AS1176>=Калькулятор!$C$11,AS1176<=IF(ISBLANK(Калькулятор!$E$11),100000,Калькулятор!$E$11)),Калькулятор!$C$11&Калькулятор!$E$11=\"\"),1,0))=7,1,0)","v":0},{"$f":"SUM(AQ$2:AQ1176)","v":240},{"$f":"IF(Калькулятор!$F$8<>70,ROUND(INDEX($C$6:$V$17,MATCH(AM1176,$B$6:$B$17,0),MATCH(AK1176&AL1176,$C$2:$V$2,0))*(Калькулятор!$F$8/70)^справочно!$Y$2,0),ROUND(INDEX($C$6:$V$17,MATCH(AM1176,$B$6:$B$17,0),MATCH(AK1176&AL1176,$C$2:$V$2,0)),0))","v":2294},"ЗО",{"$f":"3.6*AV1176/(4.19*(Калькулятор!$C$8-Калькулятор!$D$8))","v":197.11933174224345},{"$f":"IF(Калькулятор!$F$8<>70,INDEX($C$6:$V$17,MATCH(AM1176,$B$6:$B$17,0),MATCH(AK1176&AL1176,$C$2:$V$2,0))*(Калькулятор!$F$8/70)^справочно!$Y$2,INDEX($C$6:$V$17,MATCH(AM1176,$B$6:$B$17,0),MATCH(AK1176&AL1176,$C$2:$V$2,0)))","v":2294.25}]
[null,null,null,null,null,null,null,null,null,null,null,null,null,null,null,null,null,null,null,null,null,null,null,null,null,null,"Конвектор внутрипольный Royal Thermo ATRIUM-190/250/3000-DG-U-AU","НС-1493182","RT-A-190/250/3000-DG-U-AU",3,5,9,13,18,21,23,190,250,3000,"DG","U","AU",{"$f":"IF((IFERROR(IF(VLOOKUP(AK1177,X:Y,2,0)=TRUE,1,0),0)+IFERROR(IF(VLOOKUP(AL1177,X:Y,2,0)=TRUE,1,0),0)+IFERROR(IF(VLOOKUP(AN1177,X:Y,2,0)=TRUE,1,0),0)+IFERROR(IF(VLOOKUP(AO1177,X:Y,2,0)=TRUE,1,0),0)+IFERROR(IF(VLOOKUP(AP1177,X:Y,2,0)=TRUE,1,0),0)+IF(AND(AM1177>=Калькулятор!$C$14,AM1177<=Калькулятор!$E$14),1,0)+IF(OR(AND(AS1177>=Калькулятор!$C$11,AS1177<=IF(ISBLANK(Калькулятор!$E$11),100000,Калькулятор!$E$11)),Калькулятор!$C$11&Калькулятор!$E$11=\"\"),1,0))=7,1,0)","v":0},{"$f":"SUM(AQ$2:AQ1177)","v":240},{"$f":"IF(Калькулятор!$F$8<>70,ROUND(INDEX($C$6:$V$17,MATCH(AM1177,$B$6:$B$17,0),MATCH(AK1177&AL1177,$C$2:$V$2,0))*(Калькулятор!$F$8/70)^справочно!$Y$2,0),ROUND(INDEX($C$6:$V$17,MATCH(AM1177,$B$6:$B$17,0),MATCH(AK1177&AL1177,$C$2:$V$2,0)),0))","v":2468},"ЗО",{"$f":"3.6*AV1177/(4.19*(Калькулятор!$C$8-Калькулятор!$D$8))","v":212.03914081145578},{"$f":"IF(Калькулятор!$F$8<>70,INDEX($C$6:$V$17,MATCH(AM1177,$B$6:$B$17,0),MATCH(AK1177&AL1177,$C$2:$V$2,0))*(Калькулятор!$F$8/70)^справочно!$Y$2,INDEX($C$6:$V$17,MATCH(AM1177,$B$6:$B$17,0),MATCH(AK1177&AL1177,$C$2:$V$2,0)))","v":2467.8999999999996}]
[null,null,null,null,null,null,null,null,null,null,null,null,null,null,null,null,null,null,null,null,null,null,null,null,null,null,"Конвектор внутрипольный Royal Thermo ATRIUM-190/300/800-DG-U-AU","НС-1493196","RT-A-190/300/800-DG-U-AU",3,5,9,13,17,20,22,190,300,800,"DG","U","AU",{"$f":"IF((IFERROR(IF(VLOOKUP(AK1178,X:Y,2,0)=TRUE,1,0),0)+IFERROR(IF(VLOOKUP(AL1178,X:Y,2,0)=TRUE,1,0),0)+IFERROR(IF(VLOOKUP(AN1178,X:Y,2,0)=TRUE,1,0),0)+IFERROR(IF(VLOOKUP(AO1178,X:Y,2,0)=TRUE,1,0),0)+IFERROR(IF(VLOOKUP(AP1178,X:Y,2,0)=TRUE,1,0),0)+IF(AND(AM1178>=Калькулятор!$C$14,AM1178<=Калькулятор!$E$14),1,0)+IF(OR(AND(AS1178>=Калькулятор!$C$11,AS1178<=IF(ISBLANK(Калькулятор!$E$11),100000,Калькулятор!$E$11)),Калькулятор!$C$11&Калькулятор!$E$11=\"\"),1,0))=7,1,0)","v":0},{"$f":"SUM(AQ$2:AQ1178)","v":240},{"$f":"IF(Калькулятор!$F$8<>70,ROUND(INDEX($C$6:$V$17,MATCH(AM1178,$B$6:$B$17,0),MATCH(AK1178&AL1178,$C$2:$V$2,0))*(Калькулятор!$F$8/70)^справочно!$Y$2,0),ROUND(INDEX($C$6:$V$17,MATCH(AM1178,$B$6:$B$17,0),MATCH(AK1178&AL1178,$C$2:$V$2,0)),0))","v":817},"ЗО",{"$f":"3.6*AV1178/(4.19*(Калькулятор!$C$8-Калькулятор!$D$8))","v":70.152744630071581},{"$f":"IF(Калькулятор!$F$8<>70,INDEX($C$6:$V$17,MATCH(AM1178,$B$6:$B$17,0),MATCH(AK1178&AL1178,$C$2:$V$2,0))*(Калькулятор!$F$8/70)^справочно!$Y$2,INDEX($C$6:$V$17,MATCH(AM1178,$B$6:$B$17,0),MATCH(AK1178&AL1178,$C$2:$V$2,0)))","v":816.49999999999989}]
[null,null,null,null,null,null,null,null,null,null,null,null,null,null,null,null,null,null,null,null,null,null,null,null,null,null,"Конвектор внутрипольный Royal Thermo ATRIUM-190/300/1000-DG-U-AU","НС-1493185","RT-A-190/300/1000-DG-U-AU",3,5,9,13,18,21,23,190,300,1000,"DG","U","AU",{"$f":"IF((IFERROR(IF(VLOOKUP(AK1179,X:Y,2,0)=TRUE,1,0),0)+IFERROR(IF(VLOOKUP(AL1179,X:Y,2,0)=TRUE,1,0),0)+IFERROR(IF(VLOOKUP(AN1179,X:Y,2,0)=TRUE,1,0),0)+IFERROR(IF(VLOOKUP(AO1179,X:Y,2,0)=TRUE,1,0),0)+IFERROR(IF(VLOOKUP(AP1179,X:Y,2,0)=TRUE,1,0),0)+IF(AND(AM1179>=Калькулятор!$C$14,AM1179<=Калькулятор!$E$14),1,0)+IF(OR(AND(AS1179>=Калькулятор!$C$11,AS1179<=IF(ISBLANK(Калькулятор!$E$11),100000,Калькулятор!$E$11)),Калькулятор!$C$11&Калькулятор!$E$11=\"\"),1,0))=7,1,0)","v":0},{"$f":"SUM(AQ$2:AQ1179)","v":240},{"$f":"IF(Калькулятор!$F$8<>70,ROUND(INDEX($C$6:$V$17,MATCH(AM1179,$B$6:$B$17,0),MATCH(AK1179&AL1179,$C$2:$V$2,0))*(Калькулятор!$F$8/70)^справочно!$Y$2,0),ROUND(INDEX($C$6:$V$17,MATCH(AM1179,$B$6:$B$17,0),MATCH(AK1179&AL1179,$C$2:$V$2,0)),0))","v":1052},"ЗО",{"$f":"3.6*AV1179/(4.19*(Калькулятор!$C$8-Калькулятор!$D$8))","v":90.408114558472533},{"$f":"IF(Калькулятор!$F$8<>70,INDEX($C$6:$V$17,MATCH(AM1179,$B$6:$B$17,0),MATCH(AK1179&AL1179,$C$2:$V$2,0))*(Калькулятор!$F$8/70)^справочно!$Y$2,INDEX($C$6:$V$17,MATCH(AM1179,$B$6:$B$17,0),MATCH(AK1179&AL1179,$C$2:$V$2,0)))","v":1052.25}]
[null,null,null,null,null,null,null,null,null,null,null,null,null,null,null,null,null,null,null,null,null,null,null,null,null,null,"Конвектор внутрипольный Royal Thermo ATRIUM-190/300/1200-DG-U-AU","НС-1493186","RT-A-190/300/1200-DG-U-AU",3,5,9,13,18,21,23,190,300,1200,"DG","U","AU",{"$f":"IF((IFERROR(IF(VLOOKUP(AK1180,X:Y,2,0)=TRUE,1,0),0)+IFERROR(IF(VLOOKUP(AL1180,X:Y,2,0)=TRUE,1,0),0)+IFERROR(IF(VLOOKUP(AN1180,X:Y,2,0)=TRUE,1,0),0)+IFERROR(IF(VLOOKUP(AO1180,X:Y,2,0)=TRUE,1,0),0)+IFERROR(IF(VLOOKUP(AP1180,X:Y,2,0)=TRUE,1,0),0)+IF(AND(AM1180>=Калькулятор!$C$14,AM1180<=Калькулятор!$E$14),1,0)+IF(OR(AND(AS1180>=Калькулятор!$C$11,AS1180<=IF(ISBLANK(Калькулятор!$E$11),100000,Калькулятор!$E$11)),Калькулятор!$C$11&Калькулятор!$E$11=\"\"),1,0))=7,1,0)","v":0},{"$f":"SUM(AQ$2:AQ1180)","v":240},{"$f":"IF(Калькулятор!$F$8<>70,ROUND(INDEX($C$6:$V$17,MATCH(AM1180,$B$6:$B$17,0),MATCH(AK1180&AL1180,$C$2:$V$2,0))*(Калькулятор!$F$8/70)^справочно!$Y$2,0),ROUND(INDEX($C$6:$V$17,MATCH(AM1180,$B$6:$B$17,0),MATCH(AK1180&AL1180,$C$2:$V$2,0)),0))","v":1287},"ЗО",{"$f":"3.6*AV1180/(4.19*(Калькулятор!$C$8-Калькулятор!$D$8))","v":110.56467780429593},{"$f":"IF(Калькулятор!$F$8<>70,INDEX($C$6:$V$17,MATCH(AM1180,$B$6:$B$17,0),MATCH(AK1180&AL1180,$C$2:$V$2,0))*(Калькулятор!$F$8/70)^справочно!$Y$2,INDEX($C$6:$V$17,MATCH(AM1180,$B$6:$B$17,0),MATCH(AK1180&AL1180,$C$2:$V$2,0)))","v":1286.8499999999999}]
[null,null,null,null,null,null,null,null,null,null,null,null,null,null,null,null,null,null,null,null,null,null,null,null,null,null,"Конвектор внутрипольный Royal Thermo ATRIUM-190/300/1400-DG-U-AU","НС-1493187","RT-A-190/300/1400-DG-U-AU",3,5,9,13,18,21,23,190,300,1400,"DG","U","AU",{"$f":"IF((IFERROR(IF(VLOOKUP(AK1181,X:Y,2,0)=TRUE,1,0),0)+IFERROR(IF(VLOOKUP(AL1181,X:Y,2,0)=TRUE,1,0),0)+IFERROR(IF(VLOOKUP(AN1181,X:Y,2,0)=TRUE,1,0),0)+IFERROR(IF(VLOOKUP(AO1181,X:Y,2,0)=TRUE,1,0),0)+IFERROR(IF(VLOOKUP(AP1181,X:Y,2,0)=TRUE,1,0),0)+IF(AND(AM1181>=Калькулятор!$C$14,AM1181<=Калькулятор!$E$14),1,0)+IF(OR(AND(AS1181>=Калькулятор!$C$11,AS1181<=IF(ISBLANK(Калькулятор!$E$11),100000,Калькулятор!$E$11)),Калькулятор!$C$11&Калькулятор!$E$11=\"\"),1,0))=7,1,0)","v":0},{"$f":"SUM(AQ$2:AQ1181)","v":240},{"$f":"IF(Калькулятор!$F$8<>70,ROUND(INDEX($C$6:$V$17,MATCH(AM1181,$B$6:$B$17,0),MATCH(AK1181&AL1181,$C$2:$V$2,0))*(Калькулятор!$F$8/70)^справочно!$Y$2,0),ROUND(INDEX($C$6:$V$17,MATCH(AM1181,$B$6:$B$17,0),MATCH(AK1181&AL1181,$C$2:$V$2,0)),0))","v":1521},"ЗО",{"$f":"3.6*AV1181/(4.19*(Калькулятор!$C$8-Калькулятор!$D$8))","v":130.72124105011929},{"$f":"IF(Калькулятор!$F$8<>70,INDEX($C$6:$V$17,MATCH(AM1181,$B$6:$B$17,0),MATCH(AK1181&AL1181,$C$2:$V$2,0))*(Калькулятор!$F$8/70)^справочно!$Y$2,INDEX($C$6:$V$17,MATCH(AM1181,$B$6:$B$17,0),MATCH(AK1181&AL1181,$C$2:$V$2,0)))","v":1521.4499999999998}]
[null,null,null,null,null,null,null,null,null,null,null,null,null,null,null,null,null,null,null,null,null,null,null,null,null,null,"Конвектор внутрипольный Royal Thermo ATRIUM-190/300/1600-DG-U-AU","НС-1493188","RT-A-190/300/1600-DG-U-AU",3,5,9,13,18,21,23,190,300,1600,"DG","U","AU",{"$f":"IF((IFERROR(IF(VLOOKUP(AK1182,X:Y,2,0)=TRUE,1,0),0)+IFERROR(IF(VLOOKUP(AL1182,X:Y,2,0)=TRUE,1,0),0)+IFERROR(IF(VLOOKUP(AN1182,X:Y,2,0)=TRUE,1,0),0)+IFERROR(IF(VLOOKUP(AO1182,X:Y,2,0)=TRUE,1,0),0)+IFERROR(IF(VLOOKUP(AP1182,X:Y,2,0)=TRUE,1,0),0)+IF(AND(AM1182>=Калькулятор!$C$14,AM1182<=Калькулятор!$E$14),1,0)+IF(OR(AND(AS1182>=Калькулятор!$C$11,AS1182<=IF(ISBLANK(Калькулятор!$E$11),100000,Калькулятор!$E$11)),Калькулятор!$C$11&Калькулятор!$E$11=\"\"),1,0))=7,1,0)","v":0},{"$f":"SUM(AQ$2:AQ1182)","v":240},{"$f":"IF(Калькулятор!$F$8<>70,ROUND(INDEX($C$6:$V$17,MATCH(AM1182,$B$6:$B$17,0),MATCH(AK1182&AL1182,$C$2:$V$2,0))*(Калькулятор!$F$8/70)^справочно!$Y$2,0),ROUND(INDEX($C$6:$V$17,MATCH(AM1182,$B$6:$B$17,0),MATCH(AK1182&AL1182,$C$2:$V$2,0)),0))","v":1758},"ЗО",{"$f":"3.6*AV1182/(4.19*(Калькулятор!$C$8-Калькулятор!$D$8))","v":151.07541766109782},{"$f":"IF(Калькулятор!$F$8<>70,INDEX($C$6:$V$17,MATCH(AM1182,$B$6:$B$17,0),MATCH(AK1182&AL1182,$C$2:$V$2,0))*(Калькулятор!$F$8/70)^справочно!$Y$2,INDEX($C$6:$V$17,MATCH(AM1182,$B$6:$B$17,0),MATCH(AK1182&AL1182,$C$2:$V$2,0)))","v":1758.35}]
[null,null,null,null,null,null,null,null,null,null,null,null,null,null,null,null,null,null,null,null,null,null,null,null,null,null,"Конвектор внутрипольный Royal Thermo ATRIUM-190/300/1800-DG-U-AU","НС-1493189","RT-A-190/300/1800-DG-U-AU",3,5,9,13,18,21,23,190,300,1800,"DG","U","AU",{"$f":"IF((IFERROR(IF(VLOOKUP(AK1183,X:Y,2,0)=TRUE,1,0),0)+IFERROR(IF(VLOOKUP(AL1183,X:Y,2,0)=TRUE,1,0),0)+IFERROR(IF(VLOOKUP(AN1183,X:Y,2,0)=TRUE,1,0),0)+IFERROR(IF(VLOOKUP(AO1183,X:Y,2,0)=TRUE,1,0),0)+IFERROR(IF(VLOOKUP(AP1183,X:Y,2,0)=TRUE,1,0),0)+IF(AND(AM1183>=Калькулятор!$C$14,AM1183<=Калькулятор!$E$14),1,0)+IF(OR(AND(AS1183>=Калькулятор!$C$11,AS1183<=IF(ISBLANK(Калькулятор!$E$11),100000,Калькулятор!$E$11)),Калькулятор!$C$11&Калькулятор!$E$11=\"\"),1,0))=7,1,0)","v":0},{"$f":"SUM(AQ$2:AQ1183)","v":240},{"$f":"IF(Калькулятор!$F$8<>70,ROUND(INDEX($C$6:$V$17,MATCH(AM1183,$B$6:$B$17,0),MATCH(AK1183&AL1183,$C$2:$V$2,0))*(Калькулятор!$F$8/70)^справочно!$Y$2,0),ROUND(INDEX($C$6:$V$17,MATCH(AM1183,$B$6:$B$17,0),MATCH(AK1183&AL1183,$C$2:$V$2,0)),0))","v":1994},"ЗО",{"$f":"3.6*AV1183/(4.19*(Калькулятор!$C$8-Калькулятор!$D$8))","v":171.33078758949878},{"$f":"IF(Калькулятор!$F$8<>70,INDEX($C$6:$V$17,MATCH(AM1183,$B$6:$B$17,0),MATCH(AK1183&AL1183,$C$2:$V$2,0))*(Калькулятор!$F$8/70)^справочно!$Y$2,INDEX($C$6:$V$17,MATCH(AM1183,$B$6:$B$17,0),MATCH(AK1183&AL1183,$C$2:$V$2,0)))","v":1994.1}]
[null,null,null,null,null,null,null,null,null,null,null,null,null,null,null,null,null,null,null,null,null,null,null,null,null,null,"Конвектор внутрипольный Royal Thermo ATRIUM-190/300/2000-DG-U-AU","НС-1493190","RT-A-190/300/2000-DG-U-AU",3,5,9,13,18,21,23,190,300,2000,"DG","U","AU",{"$f":"IF((IFERROR(IF(VLOOKUP(AK1184,X:Y,2,0)=TRUE,1,0),0)+IFERROR(IF(VLOOKUP(AL1184,X:Y,2,0)=TRUE,1,0),0)+IFERROR(IF(VLOOKUP(AN1184,X:Y,2,0)=TRUE,1,0),0)+IFERROR(IF(VLOOKUP(AO1184,X:Y,2,0)=TRUE,1,0),0)+IFERROR(IF(VLOOKUP(AP1184,X:Y,2,0)=TRUE,1,0),0)+IF(AND(AM1184>=Калькулятор!$C$14,AM1184<=Калькулятор!$E$14),1,0)+IF(OR(AND(AS1184>=Калькулятор!$C$11,AS1184<=IF(ISBLANK(Калькулятор!$E$11),100000,Калькулятор!$E$11)),Калькулятор!$C$11&Калькулятор!$E$11=\"\"),1,0))=7,1,0)","v":0},{"$f":"SUM(AQ$2:AQ1184)","v":240},{"$f":"IF(Калькулятор!$F$8<>70,ROUND(INDEX($C$6:$V$17,MATCH(AM1184,$B$6:$B$17,0),MATCH(AK1184&AL1184,$C$2:$V$2,0))*(Калькулятор!$F$8/70)^справочно!$Y$2,0),ROUND(INDEX($C$6:$V$17,MATCH(AM1184,$B$6:$B$17,0),MATCH(AK1184&AL1184,$C$2:$V$2,0)),0))","v":2228},"ЗО",{"$f":"3.6*AV1184/(4.19*(Калькулятор!$C$8-Калькулятор!$D$8))","v":191.3885441527446},{"$f":"IF(Калькулятор!$F$8<>70,INDEX($C$6:$V$17,MATCH(AM1184,$B$6:$B$17,0),MATCH(AK1184&AL1184,$C$2:$V$2,0))*(Калькулятор!$F$8/70)^справочно!$Y$2,INDEX($C$6:$V$17,MATCH(AM1184,$B$6:$B$17,0),MATCH(AK1184&AL1184,$C$2:$V$2,0)))","v":2227.5499999999997}]
[null,null,null,null,null,null,null,null,null,null,null,null,null,null,null,null,null,null,null,null,null,null,null,null,null,null,"Конвектор внутрипольный Royal Thermo ATRIUM-190/300/2200-DG-U-AU","НС-1493191","RT-A-190/300/2200-DG-U-AU",3,5,9,13,18,21,23,190,300,2200,"DG","U","AU",{"$f":"IF((IFERROR(IF(VLOOKUP(AK1185,X:Y,2,0)=TRUE,1,0),0)+IFERROR(IF(VLOOKUP(AL1185,X:Y,2,0)=TRUE,1,0),0)+IFERROR(IF(VLOOKUP(AN1185,X:Y,2,0)=TRUE,1,0),0)+IFERROR(IF(VLOOKUP(AO1185,X:Y,2,0)=TRUE,1,0),0)+IFERROR(IF(VLOOKUP(AP1185,X:Y,2,0)=TRUE,1,0),0)+IF(AND(AM1185>=Калькулятор!$C$14,AM1185<=Калькулятор!$E$14),1,0)+IF(OR(AND(AS1185>=Калькулятор!$C$11,AS1185<=IF(ISBLANK(Калькулятор!$E$11),100000,Калькулятор!$E$11)),Калькулятор!$C$11&Калькулятор!$E$11=\"\"),1,0))=7,1,0)","v":0},{"$f":"SUM(AQ$2:AQ1185)","v":240},{"$f":"IF(Калькулятор!$F$8<>70,ROUND(INDEX($C$6:$V$17,MATCH(AM1185,$B$6:$B$17,0),MATCH(AK1185&AL1185,$C$2:$V$2,0))*(Калькулятор!$F$8/70)^справочно!$Y$2,0),ROUND(INDEX($C$6:$V$17,MATCH(AM1185,$B$6:$B$17,0),MATCH(AK1185&AL1185,$C$2:$V$2,0)),0))","v":2463},"ЗО",{"$f":"3.6*AV1185/(4.19*(Калькулятор!$C$8-Калькулятор!$D$8))","v":211.64391408114554},{"$f":"IF(Калькулятор!$F$8<>70,INDEX($C$6:$V$17,MATCH(AM1185,$B$6:$B$17,0),MATCH(AK1185&AL1185,$C$2:$V$2,0))*(Калькулятор!$F$8/70)^справочно!$Y$2,INDEX($C$6:$V$17,MATCH(AM1185,$B$6:$B$17,0),MATCH(AK1185&AL1185,$C$2:$V$2,0)))","v":2463.2999999999997}]
[null,null,null,null,null,null,null,null,null,null,null,null,null,null,null,null,null,null,null,null,null,null,null,null,null,null,"Конвектор внутрипольный Royal Thermo ATRIUM-190/300/2400-DG-U-AU","НС-1493192","RT-A-190/300/2400-DG-U-AU",3,5,9,13,18,21,23,190,300,2400,"DG","U","AU",{"$f":"IF((IFERROR(IF(VLOOKUP(AK1186,X:Y,2,0)=TRUE,1,0),0)+IFERROR(IF(VLOOKUP(AL1186,X:Y,2,0)=TRUE,1,0),0)+IFERROR(IF(VLOOKUP(AN1186,X:Y,2,0)=TRUE,1,0),0)+IFERROR(IF(VLOOKUP(AO1186,X:Y,2,0)=TRUE,1,0),0)+IFERROR(IF(VLOOKUP(AP1186,X:Y,2,0)=TRUE,1,0),0)+IF(AND(AM1186>=Калькулятор!$C$14,AM1186<=Калькулятор!$E$14),1,0)+IF(OR(AND(AS1186>=Калькулятор!$C$11,AS1186<=IF(ISBLANK(Калькулятор!$E$11),100000,Калькулятор!$E$11)),Калькулятор!$C$11&Калькулятор!$E$11=\"\"),1,0))=7,1,0)","v":0},{"$f":"SUM(AQ$2:AQ1186)","v":240},{"$f":"IF(Калькулятор!$F$8<>70,ROUND(INDEX($C$6:$V$17,MATCH(AM1186,$B$6:$B$17,0),MATCH(AK1186&AL1186,$C$2:$V$2,0))*(Калькулятор!$F$8/70)^справочно!$Y$2,0),ROUND(INDEX($C$6:$V$17,MATCH(AM1186,$B$6:$B$17,0),MATCH(AK1186&AL1186,$C$2:$V$2,0)),0))","v":2699},"ЗО",{"$f":"3.6*AV1186/(4.19*(Калькулятор!$C$8-Калькулятор!$D$8))","v":231.89928400954651},{"$f":"IF(Калькулятор!$F$8<>70,INDEX($C$6:$V$17,MATCH(AM1186,$B$6:$B$17,0),MATCH(AK1186&AL1186,$C$2:$V$2,0))*(Калькулятор!$F$8/70)^справочно!$Y$2,INDEX($C$6:$V$17,MATCH(AM1186,$B$6:$B$17,0),MATCH(AK1186&AL1186,$C$2:$V$2,0)))","v":2699.0499999999997}]
[null,null,null,null,null,null,null,null,null,null,null,null,null,null,null,null,null,null,null,null,null,null,null,null,null,null,"Конвектор внутрипольный Royal Thermo ATRIUM-190/300/2600-DG-U-AU","НС-1493193","RT-A-190/300/2600-DG-U-AU",3,5,9,13,18,21,23,190,300,2600,"DG","U","AU",{"$f":"IF((IFERROR(IF(VLOOKUP(AK1187,X:Y,2,0)=TRUE,1,0),0)+IFERROR(IF(VLOOKUP(AL1187,X:Y,2,0)=TRUE,1,0),0)+IFERROR(IF(VLOOKUP(AN1187,X:Y,2,0)=TRUE,1,0),0)+IFERROR(IF(VLOOKUP(AO1187,X:Y,2,0)=TRUE,1,0),0)+IFERROR(IF(VLOOKUP(AP1187,X:Y,2,0)=TRUE,1,0),0)+IF(AND(AM1187>=Калькулятор!$C$14,AM1187<=Калькулятор!$E$14),1,0)+IF(OR(AND(AS1187>=Калькулятор!$C$11,AS1187<=IF(ISBLANK(Калькулятор!$E$11),100000,Калькулятор!$E$11)),Калькулятор!$C$11&Калькулятор!$E$11=\"\"),1,0))=7,1,0)","v":0},{"$f":"SUM(AQ$2:AQ1187)","v":240},{"$f":"IF(Калькулятор!$F$8<>70,ROUND(INDEX($C$6:$V$17,MATCH(AM1187,$B$6:$B$17,0),MATCH(AK1187&AL1187,$C$2:$V$2,0))*(Калькулятор!$F$8/70)^справочно!$Y$2,0),ROUND(INDEX($C$6:$V$17,MATCH(AM1187,$B$6:$B$17,0),MATCH(AK1187&AL1187,$C$2:$V$2,0)),0))","v":2935},"ЗО",{"$f":"3.6*AV1187/(4.19*(Калькулятор!$C$8-Калькулятор!$D$8))","v":252.15465393794744},{"$f":"IF(Калькулятор!$F$8<>70,INDEX($C$6:$V$17,MATCH(AM1187,$B$6:$B$17,0),MATCH(AK1187&AL1187,$C$2:$V$2,0))*(Калькулятор!$F$8/70)^справочно!$Y$2,INDEX($C$6:$V$17,MATCH(AM1187,$B$6:$B$17,0),MATCH(AK1187&AL1187,$C$2:$V$2,0)))","v":2934.7999999999997}]
[null,null,null,null,null,null,null,null,null,null,null,null,null,null,null,null,null,null,null,null,null,null,null,null,null,null,"Конвектор внутрипольный Royal Thermo ATRIUM-190/300/2800-DG-U-AU","НС-1493194","RT-A-190/300/2800-DG-U-AU",3,5,9,13,18,21,23,190,300,2800,"DG","U","AU",{"$f":"IF((IFERROR(IF(VLOOKUP(AK1188,X:Y,2,0)=TRUE,1,0),0)+IFERROR(IF(VLOOKUP(AL1188,X:Y,2,0)=TRUE,1,0),0)+IFERROR(IF(VLOOKUP(AN1188,X:Y,2,0)=TRUE,1,0),0)+IFERROR(IF(VLOOKUP(AO1188,X:Y,2,0)=TRUE,1,0),0)+IFERROR(IF(VLOOKUP(AP1188,X:Y,2,0)=TRUE,1,0),0)+IF(AND(AM1188>=Калькулятор!$C$14,AM1188<=Калькулятор!$E$14),1,0)+IF(OR(AND(AS1188>=Калькулятор!$C$11,AS1188<=IF(ISBLANK(Калькулятор!$E$11),100000,Калькулятор!$E$11)),Калькулятор!$C$11&Калькулятор!$E$11=\"\"),1,0))=7,1,0)","v":0},{"$f":"SUM(AQ$2:AQ1188)","v":240},{"$f":"IF(Калькулятор!$F$8<>70,ROUND(INDEX($C$6:$V$17,MATCH(AM1188,$B$6:$B$17,0),MATCH(AK1188&AL1188,$C$2:$V$2,0))*(Калькулятор!$F$8/70)^справочно!$Y$2,0),ROUND(INDEX($C$6:$V$17,MATCH(AM1188,$B$6:$B$17,0),MATCH(AK1188&AL1188,$C$2:$V$2,0)),0))","v":3169},"ЗО",{"$f":"3.6*AV1188/(4.19*(Калькулятор!$C$8-Калькулятор!$D$8))","v":272.31121718377079},{"$f":"IF(Калькулятор!$F$8<>70,INDEX($C$6:$V$17,MATCH(AM1188,$B$6:$B$17,0),MATCH(AK1188&AL1188,$C$2:$V$2,0))*(Калькулятор!$F$8/70)^справочно!$Y$2,INDEX($C$6:$V$17,MATCH(AM1188,$B$6:$B$17,0),MATCH(AK1188&AL1188,$C$2:$V$2,0)))","v":3169.3999999999996}]
[null,null,null,null,null,null,null,null,null,null,null,null,null,null,null,null,null,null,null,null,null,null,null,null,null,null,"Конвектор внутрипольный Royal Thermo ATRIUM-190/300/3000-DG-U-AU","НС-1493195","RT-A-190/300/3000-DG-U-AU",3,5,9,13,18,21,23,190,300,3000,"DG","U","AU",{"$f":"IF((IFERROR(IF(VLOOKUP(AK1189,X:Y,2,0)=TRUE,1,0),0)+IFERROR(IF(VLOOKUP(AL1189,X:Y,2,0)=TRUE,1,0),0)+IFERROR(IF(VLOOKUP(AN1189,X:Y,2,0)=TRUE,1,0),0)+IFERROR(IF(VLOOKUP(AO1189,X:Y,2,0)=TRUE,1,0),0)+IFERROR(IF(VLOOKUP(AP1189,X:Y,2,0)=TRUE,1,0),0)+IF(AND(AM1189>=Калькулятор!$C$14,AM1189<=Калькулятор!$E$14),1,0)+IF(OR(AND(AS1189>=Калькулятор!$C$11,AS1189<=IF(ISBLANK(Калькулятор!$E$11),100000,Калькулятор!$E$11)),Калькулятор!$C$11&Калькулятор!$E$11=\"\"),1,0))=7,1,0)","v":0},{"$f":"SUM(AQ$2:AQ1189)","v":240},{"$f":"IF(Калькулятор!$F$8<>70,ROUND(INDEX($C$6:$V$17,MATCH(AM1189,$B$6:$B$17,0),MATCH(AK1189&AL1189,$C$2:$V$2,0))*(Калькулятор!$F$8/70)^справочно!$Y$2,0),ROUND(INDEX($C$6:$V$17,MATCH(AM1189,$B$6:$B$17,0),MATCH(AK1189&AL1189,$C$2:$V$2,0)),0))","v":3405},"ЗО",{"$f":"3.6*AV1189/(4.19*(Калькулятор!$C$8-Калькулятор!$D$8))","v":292.56658711217176},{"$f":"IF(Калькулятор!$F$8<>70,INDEX($C$6:$V$17,MATCH(AM1189,$B$6:$B$17,0),MATCH(AK1189&AL1189,$C$2:$V$2,0))*(Калькулятор!$F$8/70)^справочно!$Y$2,INDEX($C$6:$V$17,MATCH(AM1189,$B$6:$B$17,0),MATCH(AK1189&AL1189,$C$2:$V$2,0)))","v":3405.1499999999996}]
[null,null,null,null,null,null,null,null,null,null,null,null,null,null,null,null,null,null,null,null,null,null,null,null,null,null,"Конвектор внутрипольный Royal Thermo ATRIUM-190/400/800-DG-U-AU","НС-1493209","RT-A-190/400/800-DG-U-AU",3,5,9,13,17,20,22,190,400,800,"DG","U","AU",{"$f":"IF((IFERROR(IF(VLOOKUP(AK1190,X:Y,2,0)=TRUE,1,0),0)+IFERROR(IF(VLOOKUP(AL1190,X:Y,2,0)=TRUE,1,0),0)+IFERROR(IF(VLOOKUP(AN1190,X:Y,2,0)=TRUE,1,0),0)+IFERROR(IF(VLOOKUP(AO1190,X:Y,2,0)=TRUE,1,0),0)+IFERROR(IF(VLOOKUP(AP1190,X:Y,2,0)=TRUE,1,0),0)+IF(AND(AM1190>=Калькулятор!$C$14,AM1190<=Калькулятор!$E$14),1,0)+IF(OR(AND(AS1190>=Калькулятор!$C$11,AS1190<=IF(ISBLANK(Калькулятор!$E$11),100000,Калькулятор!$E$11)),Калькулятор!$C$11&Калькулятор!$E$11=\"\"),1,0))=7,1,0)","v":0},{"$f":"SUM(AQ$2:AQ1190)","v":240},{"$f":"IF(Калькулятор!$F$8<>70,ROUND(INDEX($C$6:$V$17,MATCH(AM1190,$B$6:$B$17,0),MATCH(AK1190&AL1190,$C$2:$V$2,0))*(Калькулятор!$F$8/70)^справочно!$Y$2,0),ROUND(INDEX($C$6:$V$17,MATCH(AM1190,$B$6:$B$17,0),MATCH(AK1190&AL1190,$C$2:$V$2,0)),0))","v":895},"ЗО",{"$f":"3.6*AV1190/(4.19*(Калькулятор!$C$8-Калькулятор!$D$8))","v":76.871599045346045},{"$f":"IF(Калькулятор!$F$8<>70,INDEX($C$6:$V$17,MATCH(AM1190,$B$6:$B$17,0),MATCH(AK1190&AL1190,$C$2:$V$2,0))*(Калькулятор!$F$8/70)^справочно!$Y$2,INDEX($C$6:$V$17,MATCH(AM1190,$B$6:$B$17,0),MATCH(AK1190&AL1190,$C$2:$V$2,0)))","v":894.69999999999993}]
[null,null,null,null,null,null,null,null,null,null,null,null,null,null,null,null,null,null,null,null,null,null,null,null,null,null,"Конвектор внутрипольный Royal Thermo ATRIUM-190/400/1000-DG-U-AU","НС-1493198","RT-A-190/400/1000-DG-U-AU",3,5,9,13,18,21,23,190,400,1000,"DG","U","AU",{"$f":"IF((IFERROR(IF(VLOOKUP(AK1191,X:Y,2,0)=TRUE,1,0),0)+IFERROR(IF(VLOOKUP(AL1191,X:Y,2,0)=TRUE,1,0),0)+IFERROR(IF(VLOOKUP(AN1191,X:Y,2,0)=TRUE,1,0),0)+IFERROR(IF(VLOOKUP(AO1191,X:Y,2,0)=TRUE,1,0),0)+IFERROR(IF(VLOOKUP(AP1191,X:Y,2,0)=TRUE,1,0),0)+IF(AND(AM1191>=Калькулятор!$C$14,AM1191<=Калькулятор!$E$14),1,0)+IF(OR(AND(AS1191>=Калькулятор!$C$11,AS1191<=IF(ISBLANK(Калькулятор!$E$11),100000,Калькулятор!$E$11)),Калькулятор!$C$11&Калькулятор!$E$11=\"\"),1,0))=7,1,0)","v":0},{"$f":"SUM(AQ$2:AQ1191)","v":240},{"$f":"IF(Калькулятор!$F$8<>70,ROUND(INDEX($C$6:$V$17,MATCH(AM1191,$B$6:$B$17,0),MATCH(AK1191&AL1191,$C$2:$V$2,0))*(Калькулятор!$F$8/70)^справочно!$Y$2,0),ROUND(INDEX($C$6:$V$17,MATCH(AM1191,$B$6:$B$17,0),MATCH(AK1191&AL1191,$C$2:$V$2,0)),0))","v":1164},"ЗО",{"$f":"3.6*AV1191/(4.19*(Калькулятор!$C$8-Калькулятор!$D$8))","v":99.99236276849642},{"$f":"IF(Калькулятор!$F$8<>70,INDEX($C$6:$V$17,MATCH(AM1191,$B$6:$B$17,0),MATCH(AK1191&AL1191,$C$2:$V$2,0))*(Калькулятор!$F$8/70)^справочно!$Y$2,INDEX($C$6:$V$17,MATCH(AM1191,$B$6:$B$17,0),MATCH(AK1191&AL1191,$C$2:$V$2,0)))","v":1163.8}]
[null,null,null,null,null,null,null,null,null,null,null,null,null,null,null,null,null,null,null,null,null,null,null,null,null,null,"Конвектор внутрипольный Royal Thermo ATRIUM-190/400/1200-DG-U-AU","НС-1493199","RT-A-190/400/1200-DG-U-AU",3,5,9,13,18,21,23,190,400,1200,"DG","U","AU",{"$f":"IF((IFERROR(IF(VLOOKUP(AK1192,X:Y,2,0)=TRUE,1,0),0)+IFERROR(IF(VLOOKUP(AL1192,X:Y,2,0)=TRUE,1,0),0)+IFERROR(IF(VLOOKUP(AN1192,X:Y,2,0)=TRUE,1,0),0)+IFERROR(IF(VLOOKUP(AO1192,X:Y,2,0)=TRUE,1,0),0)+IFERROR(IF(VLOOKUP(AP1192,X:Y,2,0)=TRUE,1,0),0)+IF(AND(AM1192>=Калькулятор!$C$14,AM1192<=Калькулятор!$E$14),1,0)+IF(OR(AND(AS1192>=Калькулятор!$C$11,AS1192<=IF(ISBLANK(Калькулятор!$E$11),100000,Калькулятор!$E$11)),Калькулятор!$C$11&Калькулятор!$E$11=\"\"),1,0))=7,1,0)","v":0},{"$f":"SUM(AQ$2:AQ1192)","v":240},{"$f":"IF(Калькулятор!$F$8<>70,ROUND(INDEX($C$6:$V$17,MATCH(AM1192,$B$6:$B$17,0),MATCH(AK1192&AL1192,$C$2:$V$2,0))*(Калькулятор!$F$8/70)^справочно!$Y$2,0),ROUND(INDEX($C$6:$V$17,MATCH(AM1192,$B$6:$B$17,0),MATCH(AK1192&AL1192,$C$2:$V$2,0)),0))","v":1433},"ЗО",{"$f":"3.6*AV1192/(4.19*(Калькулятор!$C$8-Калькулятор!$D$8))","v":123.11312649164675},{"$f":"IF(Калькулятор!$F$8<>70,INDEX($C$6:$V$17,MATCH(AM1192,$B$6:$B$17,0),MATCH(AK1192&AL1192,$C$2:$V$2,0))*(Калькулятор!$F$8/70)^справочно!$Y$2,INDEX($C$6:$V$17,MATCH(AM1192,$B$6:$B$17,0),MATCH(AK1192&AL1192,$C$2:$V$2,0)))","v":1432.8999999999999}]
[null,null,null,null,null,null,null,null,null,null,null,null,null,null,null,null,null,null,null,null,null,null,null,null,null,null,"Конвектор внутрипольный Royal Thermo ATRIUM-190/400/1400-DG-U-AU","НС-1493200","RT-A-190/400/1400-DG-U-AU",3,5,9,13,18,21,23,190,400,1400,"DG","U","AU",{"$f":"IF((IFERROR(IF(VLOOKUP(AK1193,X:Y,2,0)=TRUE,1,0),0)+IFERROR(IF(VLOOKUP(AL1193,X:Y,2,0)=TRUE,1,0),0)+IFERROR(IF(VLOOKUP(AN1193,X:Y,2,0)=TRUE,1,0),0)+IFERROR(IF(VLOOKUP(AO1193,X:Y,2,0)=TRUE,1,0),0)+IFERROR(IF(VLOOKUP(AP1193,X:Y,2,0)=TRUE,1,0),0)+IF(AND(AM1193>=Калькулятор!$C$14,AM1193<=Калькулятор!$E$14),1,0)+IF(OR(AND(AS1193>=Калькулятор!$C$11,AS1193<=IF(ISBLANK(Калькулятор!$E$11),100000,Калькулятор!$E$11)),Калькулятор!$C$11&Калькулятор!$E$11=\"\"),1,0))=7,1,0)","v":0},{"$f":"SUM(AQ$2:AQ1193)","v":240},{"$f":"IF(Калькулятор!$F$8<>70,ROUND(INDEX($C$6:$V$17,MATCH(AM1193,$B$6:$B$17,0),MATCH(AK1193&AL1193,$C$2:$V$2,0))*(Калькулятор!$F$8/70)^справочно!$Y$2,0),ROUND(INDEX($C$6:$V$17,MATCH(AM1193,$B$6:$B$17,0),MATCH(AK1193&AL1193,$C$2:$V$2,0)),0))","v":1700},"ЗО",{"$f":"3.6*AV1193/(4.19*(Калькулятор!$C$8-Калькулятор!$D$8))","v":146.03627684964198},{"$f":"IF(Калькулятор!$F$8<>70,INDEX($C$6:$V$17,MATCH(AM1193,$B$6:$B$17,0),MATCH(AK1193&AL1193,$C$2:$V$2,0))*(Калькулятор!$F$8/70)^справочно!$Y$2,INDEX($C$6:$V$17,MATCH(AM1193,$B$6:$B$17,0),MATCH(AK1193&AL1193,$C$2:$V$2,0)))","v":1699.6999999999998}]
[null,null,null,null,null,null,null,null,null,null,null,null,null,null,null,null,null,null,null,null,null,null,null,null,null,null,"Конвектор внутрипольный Royal Thermo ATRIUM-190/400/1600-DG-U-AU","НС-1493201","RT-A-190/400/1600-DG-U-AU",3,5,9,13,18,21,23,190,400,1600,"DG","U","AU",{"$f":"IF((IFERROR(IF(VLOOKUP(AK1194,X:Y,2,0)=TRUE,1,0),0)+IFERROR(IF(VLOOKUP(AL1194,X:Y,2,0)=TRUE,1,0),0)+IFERROR(IF(VLOOKUP(AN1194,X:Y,2,0)=TRUE,1,0),0)+IFERROR(IF(VLOOKUP(AO1194,X:Y,2,0)=TRUE,1,0),0)+IFERROR(IF(VLOOKUP(AP1194,X:Y,2,0)=TRUE,1,0),0)+IF(AND(AM1194>=Калькулятор!$C$14,AM1194<=Калькулятор!$E$14),1,0)+IF(OR(AND(AS1194>=Калькулятор!$C$11,AS1194<=IF(ISBLANK(Калькулятор!$E$11),100000,Калькулятор!$E$11)),Калькулятор!$C$11&Калькулятор!$E$11=\"\"),1,0))=7,1,0)","v":0},{"$f":"SUM(AQ$2:AQ1194)","v":240},{"$f":"IF(Калькулятор!$F$8<>70,ROUND(INDEX($C$6:$V$17,MATCH(AM1194,$B$6:$B$17,0),MATCH(AK1194&AL1194,$C$2:$V$2,0))*(Калькулятор!$F$8/70)^справочно!$Y$2,0),ROUND(INDEX($C$6:$V$17,MATCH(AM1194,$B$6:$B$17,0),MATCH(AK1194&AL1194,$C$2:$V$2,0)),0))","v":1969},"ЗО",{"$f":"3.6*AV1194/(4.19*(Калькулятор!$C$8-Калькулятор!$D$8))","v":169.15704057279234},{"$f":"IF(Калькулятор!$F$8<>70,INDEX($C$6:$V$17,MATCH(AM1194,$B$6:$B$17,0),MATCH(AK1194&AL1194,$C$2:$V$2,0))*(Калькулятор!$F$8/70)^справочно!$Y$2,INDEX($C$6:$V$17,MATCH(AM1194,$B$6:$B$17,0),MATCH(AK1194&AL1194,$C$2:$V$2,0)))","v":1968.8}]
[null,null,null,null,null,null,null,null,null,null,null,null,null,null,null,null,null,null,null,null,null,null,null,null,null,null,"Конвектор внутрипольный Royal Thermo ATRIUM-190/400/1800-DG-U-AU","НС-1493202","RT-A-190/400/1800-DG-U-AU",3,5,9,13,18,21,23,190,400,1800,"DG","U","AU",{"$f":"IF((IFERROR(IF(VLOOKUP(AK1195,X:Y,2,0)=TRUE,1,0),0)+IFERROR(IF(VLOOKUP(AL1195,X:Y,2,0)=TRUE,1,0),0)+IFERROR(IF(VLOOKUP(AN1195,X:Y,2,0)=TRUE,1,0),0)+IFERROR(IF(VLOOKUP(AO1195,X:Y,2,0)=TRUE,1,0),0)+IFERROR(IF(VLOOKUP(AP1195,X:Y,2,0)=TRUE,1,0),0)+IF(AND(AM1195>=Калькулятор!$C$14,AM1195<=Калькулятор!$E$14),1,0)+IF(OR(AND(AS1195>=Калькулятор!$C$11,AS1195<=IF(ISBLANK(Калькулятор!$E$11),100000,Калькулятор!$E$11)),Калькулятор!$C$11&Калькулятор!$E$11=\"\"),1,0))=7,1,0)","v":0},{"$f":"SUM(AQ$2:AQ1195)","v":240},{"$f":"IF(Калькулятор!$F$8<>70,ROUND(INDEX($C$6:$V$17,MATCH(AM1195,$B$6:$B$17,0),MATCH(AK1195&AL1195,$C$2:$V$2,0))*(Калькулятор!$F$8/70)^справочно!$Y$2,0),ROUND(INDEX($C$6:$V$17,MATCH(AM1195,$B$6:$B$17,0),MATCH(AK1195&AL1195,$C$2:$V$2,0)),0))","v":2237},"ЗО",{"$f":"3.6*AV1195/(4.19*(Калькулятор!$C$8-Калькулятор!$D$8))","v":192.17899761336514},{"$f":"IF(Калькулятор!$F$8<>70,INDEX($C$6:$V$17,MATCH(AM1195,$B$6:$B$17,0),MATCH(AK1195&AL1195,$C$2:$V$2,0))*(Калькулятор!$F$8/70)^справочно!$Y$2,INDEX($C$6:$V$17,MATCH(AM1195,$B$6:$B$17,0),MATCH(AK1195&AL1195,$C$2:$V$2,0)))","v":2236.75}]
[null,null,null,null,null,null,null,null,null,null,null,null,null,null,null,null,null,null,null,null,null,null,null,null,null,null,"Конвектор внутрипольный Royal Thermo ATRIUM-190/400/2000-DG-U-AU","НС-1493203","RT-A-190/400/2000-DG-U-AU",3,5,9,13,18,21,23,190,400,2000,"DG","U","AU",{"$f":"IF((IFERROR(IF(VLOOKUP(AK1196,X:Y,2,0)=TRUE,1,0),0)+IFERROR(IF(VLOOKUP(AL1196,X:Y,2,0)=TRUE,1,0),0)+IFERROR(IF(VLOOKUP(AN1196,X:Y,2,0)=TRUE,1,0),0)+IFERROR(IF(VLOOKUP(AO1196,X:Y,2,0)=TRUE,1,0),0)+IFERROR(IF(VLOOKUP(AP1196,X:Y,2,0)=TRUE,1,0),0)+IF(AND(AM1196>=Калькулятор!$C$14,AM1196<=Калькулятор!$E$14),1,0)+IF(OR(AND(AS1196>=Калькулятор!$C$11,AS1196<=IF(ISBLANK(Калькулятор!$E$11),100000,Калькулятор!$E$11)),Калькулятор!$C$11&Калькулятор!$E$11=\"\"),1,0))=7,1,0)","v":0},{"$f":"SUM(AQ$2:AQ1196)","v":240},{"$f":"IF(Калькулятор!$F$8<>70,ROUND(INDEX($C$6:$V$17,MATCH(AM1196,$B$6:$B$17,0),MATCH(AK1196&AL1196,$C$2:$V$2,0))*(Калькулятор!$F$8/70)^справочно!$Y$2,0),ROUND(INDEX($C$6:$V$17,MATCH(AM1196,$B$6:$B$17,0),MATCH(AK1196&AL1196,$C$2:$V$2,0)),0))","v":2506},"ЗО",{"$f":"3.6*AV1196/(4.19*(Калькулятор!$C$8-Калькулятор!$D$8))","v":215.29976133651547},{"$f":"IF(Калькулятор!$F$8<>70,INDEX($C$6:$V$17,MATCH(AM1196,$B$6:$B$17,0),MATCH(AK1196&AL1196,$C$2:$V$2,0))*(Калькулятор!$F$8/70)^справочно!$Y$2,INDEX($C$6:$V$17,MATCH(AM1196,$B$6:$B$17,0),MATCH(AK1196&AL1196,$C$2:$V$2,0)))","v":2505.85}]
[null,null,null,null,null,null,null,null,null,null,null,null,null,null,null,null,null,null,null,null,null,null,null,null,null,null,"Конвектор внутрипольный Royal Thermo ATRIUM-190/400/2200-DG-U-AU","НС-1493204","RT-A-190/400/2200-DG-U-AU",3,5,9,13,18,21,23,190,400,2200,"DG","U","AU",{"$f":"IF((IFERROR(IF(VLOOKUP(AK1197,X:Y,2,0)=TRUE,1,0),0)+IFERROR(IF(VLOOKUP(AL1197,X:Y,2,0)=TRUE,1,0),0)+IFERROR(IF(VLOOKUP(AN1197,X:Y,2,0)=TRUE,1,0),0)+IFERROR(IF(VLOOKUP(AO1197,X:Y,2,0)=TRUE,1,0),0)+IFERROR(IF(VLOOKUP(AP1197,X:Y,2,0)=TRUE,1,0),0)+IF(AND(AM1197>=Калькулятор!$C$14,AM1197<=Калькулятор!$E$14),1,0)+IF(OR(AND(AS1197>=Калькулятор!$C$11,AS1197<=IF(ISBLANK(Калькулятор!$E$11),100000,Калькулятор!$E$11)),Калькулятор!$C$11&Калькулятор!$E$11=\"\"),1,0))=7,1,0)","v":0},{"$f":"SUM(AQ$2:AQ1197)","v":240},{"$f":"IF(Калькулятор!$F$8<>70,ROUND(INDEX($C$6:$V$17,MATCH(AM1197,$B$6:$B$17,0),MATCH(AK1197&AL1197,$C$2:$V$2,0))*(Калькулятор!$F$8/70)^справочно!$Y$2,0),ROUND(INDEX($C$6:$V$17,MATCH(AM1197,$B$6:$B$17,0),MATCH(AK1197&AL1197,$C$2:$V$2,0)),0))","v":2774},"ЗО",{"$f":"3.6*AV1197/(4.19*(Калькулятор!$C$8-Калькулятор!$D$8))","v":238.32171837708825},{"$f":"IF(Калькулятор!$F$8<>70,INDEX($C$6:$V$17,MATCH(AM1197,$B$6:$B$17,0),MATCH(AK1197&AL1197,$C$2:$V$2,0))*(Калькулятор!$F$8/70)^справочно!$Y$2,INDEX($C$6:$V$17,MATCH(AM1197,$B$6:$B$17,0),MATCH(AK1197&AL1197,$C$2:$V$2,0)))","v":2773.7999999999997}]
[null,null,null,null,null,null,null,null,null,null,null,null,null,null,null,null,null,null,null,null,null,null,null,null,null,null,"Конвектор внутрипольный Royal Thermo ATRIUM-190/400/2400-DG-U-AU","НС-1493205","RT-A-190/400/2400-DG-U-AU",3,5,9,13,18,21,23,190,400,2400,"DG","U","AU",{"$f":"IF((IFERROR(IF(VLOOKUP(AK1198,X:Y,2,0)=TRUE,1,0),0)+IFERROR(IF(VLOOKUP(AL1198,X:Y,2,0)=TRUE,1,0),0)+IFERROR(IF(VLOOKUP(AN1198,X:Y,2,0)=TRUE,1,0),0)+IFERROR(IF(VLOOKUP(AO1198,X:Y,2,0)=TRUE,1,0),0)+IFERROR(IF(VLOOKUP(AP1198,X:Y,2,0)=TRUE,1,0),0)+IF(AND(AM1198>=Калькулятор!$C$14,AM1198<=Калькулятор!$E$14),1,0)+IF(OR(AND(AS1198>=Калькулятор!$C$11,AS1198<=IF(ISBLANK(Калькулятор!$E$11),100000,Калькулятор!$E$11)),Калькулятор!$C$11&Калькулятор!$E$11=\"\"),1,0))=7,1,0)","v":0},{"$f":"SUM(AQ$2:AQ1198)","v":240},{"$f":"IF(Калькулятор!$F$8<>70,ROUND(INDEX($C$6:$V$17,MATCH(AM1198,$B$6:$B$17,0),MATCH(AK1198&AL1198,$C$2:$V$2,0))*(Калькулятор!$F$8/70)^справочно!$Y$2,0),ROUND(INDEX($C$6:$V$17,MATCH(AM1198,$B$6:$B$17,0),MATCH(AK1198&AL1198,$C$2:$V$2,0)),0))","v":3042},"ЗО",{"$f":"3.6*AV1198/(4.19*(Калькулятор!$C$8-Калькулятор!$D$8))","v":261.34367541766102},{"$f":"IF(Калькулятор!$F$8<>70,INDEX($C$6:$V$17,MATCH(AM1198,$B$6:$B$17,0),MATCH(AK1198&AL1198,$C$2:$V$2,0))*(Калькулятор!$F$8/70)^справочно!$Y$2,INDEX($C$6:$V$17,MATCH(AM1198,$B$6:$B$17,0),MATCH(AK1198&AL1198,$C$2:$V$2,0)))","v":3041.7499999999995}]
[null,null,null,null,null,null,null,null,null,null,null,null,null,null,null,null,null,null,null,null,null,null,null,null,null,null,"Конвектор внутрипольный Royal Thermo ATRIUM-190/400/2600-DG-U-AU","НС-1493206","RT-A-190/400/2600-DG-U-AU",3,5,9,13,18,21,23,190,400,2600,"DG","U","AU",{"$f":"IF((IFERROR(IF(VLOOKUP(AK1199,X:Y,2,0)=TRUE,1,0),0)+IFERROR(IF(VLOOKUP(AL1199,X:Y,2,0)=TRUE,1,0),0)+IFERROR(IF(VLOOKUP(AN1199,X:Y,2,0)=TRUE,1,0),0)+IFERROR(IF(VLOOKUP(AO1199,X:Y,2,0)=TRUE,1,0),0)+IFERROR(IF(VLOOKUP(AP1199,X:Y,2,0)=TRUE,1,0),0)+IF(AND(AM1199>=Калькулятор!$C$14,AM1199<=Калькулятор!$E$14),1,0)+IF(OR(AND(AS1199>=Калькулятор!$C$11,AS1199<=IF(ISBLANK(Калькулятор!$E$11),100000,Калькулятор!$E$11)),Калькулятор!$C$11&Калькулятор!$E$11=\"\"),1,0))=7,1,0)","v":0},{"$f":"SUM(AQ$2:AQ1199)","v":240},{"$f":"IF(Калькулятор!$F$8<>70,ROUND(INDEX($C$6:$V$17,MATCH(AM1199,$B$6:$B$17,0),MATCH(AK1199&AL1199,$C$2:$V$2,0))*(Калькулятор!$F$8/70)^справочно!$Y$2,0),ROUND(INDEX($C$6:$V$17,MATCH(AM1199,$B$6:$B$17,0),MATCH(AK1199&AL1199,$C$2:$V$2,0)),0))","v":3311},"ЗО",{"$f":"3.6*AV1199/(4.19*(Калькулятор!$C$8-Калькулятор!$D$8))","v":284.46443914081141},{"$f":"IF(Калькулятор!$F$8<>70,INDEX($C$6:$V$17,MATCH(AM1199,$B$6:$B$17,0),MATCH(AK1199&AL1199,$C$2:$V$2,0))*(Калькулятор!$F$8/70)^справочно!$Y$2,INDEX($C$6:$V$17,MATCH(AM1199,$B$6:$B$17,0),MATCH(AK1199&AL1199,$C$2:$V$2,0)))","v":3310.85}]
[null,null,null,null,null,null,null,null,null,null,null,null,null,null,null,null,null,null,null,null,null,null,null,null,null,null,"Конвектор внутрипольный Royal Thermo ATRIUM-190/400/2800-DG-U-AU","НС-1493207","RT-A-190/400/2800-DG-U-AU",3,5,9,13,18,21,23,190,400,2800,"DG","U","AU",{"$f":"IF((IFERROR(IF(VLOOKUP(AK1200,X:Y,2,0)=TRUE,1,0),0)+IFERROR(IF(VLOOKUP(AL1200,X:Y,2,0)=TRUE,1,0),0)+IFERROR(IF(VLOOKUP(AN1200,X:Y,2,0)=TRUE,1,0),0)+IFERROR(IF(VLOOKUP(AO1200,X:Y,2,0)=TRUE,1,0),0)+IFERROR(IF(VLOOKUP(AP1200,X:Y,2,0)=TRUE,1,0),0)+IF(AND(AM1200>=Калькулятор!$C$14,AM1200<=Калькулятор!$E$14),1,0)+IF(OR(AND(AS1200>=Калькулятор!$C$11,AS1200<=IF(ISBLANK(Калькулятор!$E$11),100000,Калькулятор!$E$11)),Калькулятор!$C$11&Калькулятор!$E$11=\"\"),1,0))=7,1,0)","v":0},{"$f":"SUM(AQ$2:AQ1200)","v":240},{"$f":"IF(Калькулятор!$F$8<>70,ROUND(INDEX($C$6:$V$17,MATCH(AM1200,$B$6:$B$17,0),MATCH(AK1200&AL1200,$C$2:$V$2,0))*(Калькулятор!$F$8/70)^справочно!$Y$2,0),ROUND(INDEX($C$6:$V$17,MATCH(AM1200,$B$6:$B$17,0),MATCH(AK1200&AL1200,$C$2:$V$2,0)),0))","v":3579},"ЗО",{"$f":"3.6*AV1200/(4.19*(Калькулятор!$C$8-Калькулятор!$D$8))","v":307.48639618138418},{"$f":"IF(Калькулятор!$F$8<>70,INDEX($C$6:$V$17,MATCH(AM1200,$B$6:$B$17,0),MATCH(AK1200&AL1200,$C$2:$V$2,0))*(Калькулятор!$F$8/70)^справочно!$Y$2,INDEX($C$6:$V$17,MATCH(AM1200,$B$6:$B$17,0),MATCH(AK1200&AL1200,$C$2:$V$2,0)))","v":3578.7999999999997}]
[null,null,null,null,null,null,null,null,null,null,null,null,null,null,null,null,null,null,null,null,null,null,null,null,null,null,"Конвектор внутрипольный Royal Thermo ATRIUM-190/400/3000-DG-U-AU","НС-1493208","RT-A-190/400/3000-DG-U-AU",3,5,9,13,18,21,23,190,400,3000,"DG","U","AU",{"$f":"IF((IFERROR(IF(VLOOKUP(AK1201,X:Y,2,0)=TRUE,1,0),0)+IFERROR(IF(VLOOKUP(AL1201,X:Y,2,0)=TRUE,1,0),0)+IFERROR(IF(VLOOKUP(AN1201,X:Y,2,0)=TRUE,1,0),0)+IFERROR(IF(VLOOKUP(AO1201,X:Y,2,0)=TRUE,1,0),0)+IFERROR(IF(VLOOKUP(AP1201,X:Y,2,0)=TRUE,1,0),0)+IF(AND(AM1201>=Калькулятор!$C$14,AM1201<=Калькулятор!$E$14),1,0)+IF(OR(AND(AS1201>=Калькулятор!$C$11,AS1201<=IF(ISBLANK(Калькулятор!$E$11),100000,Калькулятор!$E$11)),Калькулятор!$C$11&Калькулятор!$E$11=\"\"),1,0))=7,1,0)","v":0},{"$f":"SUM(AQ$2:AQ1201)","v":240},{"$f":"IF(Калькулятор!$F$8<>70,ROUND(INDEX($C$6:$V$17,MATCH(AM1201,$B$6:$B$17,0),MATCH(AK1201&AL1201,$C$2:$V$2,0))*(Калькулятор!$F$8/70)^справочно!$Y$2,0),ROUND(INDEX($C$6:$V$17,MATCH(AM1201,$B$6:$B$17,0),MATCH(AK1201&AL1201,$C$2:$V$2,0)),0))","v":3848},"ЗО",{"$f":"3.6*AV1201/(4.19*(Калькулятор!$C$8-Калькулятор!$D$8))","v":330.60715990453451},{"$f":"IF(Калькулятор!$F$8<>70,INDEX($C$6:$V$17,MATCH(AM1201,$B$6:$B$17,0),MATCH(AK1201&AL1201,$C$2:$V$2,0))*(Калькулятор!$F$8/70)^справочно!$Y$2,INDEX($C$6:$V$17,MATCH(AM1201,$B$6:$B$17,0),MATCH(AK1201&AL1201,$C$2:$V$2,0)))","v":3847.8999999999996}]

{"sheet":"прайс","index":2,"n_rows":1207,"n_cols":23,"rows_kept":1207,"cut":false,"hidden":true,"merged":[[4,21,4,22],[2,0,2,9],[4,0,5,0],[4,1,5,1],[4,2,5,2],[4,3,5,3],[4,4,5,4],[4,5,4,6],[4,7,4,8],[4,9,4,10],[4,11,4,12],[4,13,4,14],[4,15,4,16],[4,17,4,18],[4,19,4,20],[6,15,6,16],[6,17,6,18],[6,19,6,20],[6,21,6,22],[6,0,6,4],[6,5,6,6],[6,7,6,8],[6,9,6,10],[6,11,6,12],[6,13,6,14]]}
[null,null,null,null,null,{"$f":"F2&F6","v":"РИЦЦена"},{"$f":"G2&G6","v":"РИЦВалюта"},"BIG ДилерЦена","BIG ДилерВалюта","БазоваяЦена","БазоваяВалюта","ДилерЦена","ДилерВалюта","Дилер 1Цена","Дилер 1Валюта","Дилер 2Цена","Дилер 2Валюта","Дилер 3Цена","Дилер 3Валюта","ДистрибьюторЦена","ДистрибьюторВалюта","ФилиалыЦена","ФилиалыВалюта"]
[null,null,null,null,null,{"$f":"IF(F5=0,E2,F5)","v":"РИЦ"},{"$f":"IF(G5=0,F2,G5)","v":"РИЦ"},"BIG Дилер","BIG Дилер","Базовая","Базовая","Дилер","Дилер","Дилер 1","Дилер 1","Дилер 2","Дилер 2","Дилер 3","Дилер 3","Дистрибьютор","Дистрибьютор","Филиалы","Филиалы"]
["Прайс-лист на 23 марта 2023 г."]
[]
["Артикул ","Номенклатура","Код НСИ","Марка (бренд)","Упаковка","РИЦ",null,"BIG Дилер",null,"Базовая",null,"Дилер",null,"Дилер 1",null,"Дилер 2",null,"Дилер 3",null,"Дистрибьютор",null,"Филиалы"]
[null,null,null,null,null,"Цена","Валюта","Цена","Валюта","Цена","Валюта","Цена","Валюта","Цена","Валюта","Цена","Валюта","Цена","Валюта","Цена","Валюта","Цена","Валюта"]
[]
["RT-A-110/200/1000-DG-U-AU","Конвектор внутрипольный Royal Thermo ATRIUM-110/200/1000-DG-U-AU","НС-1493055","Royal Thermo","шт",18583,"RUB",11521.46,"RUB",18583,"RUB",13008.1,"RUB",12636.44,"RUB",12450.61,"RUB",12078.95,"RUB",10220.65,"RUB",10034.82,"RUB"]
["RT-A-110/200/1000-DG-U-BL","Конвектор внутрипольный Royal Thermo ATRIUM-110/200/1000-DG-U-BL","НС-1493323","Royal Thermo","шт",18583,"RUB",11521.46,"RUB",18583,"RUB",13008.1,"RUB",12636.44,"RUB",12450.61,"RUB",12078.95,"RUB",10220.65,"RUB",10034.82,"RUB"]
["RT-A-110/200/1000-DG-U-DB","Конвектор внутрипольный Royal Thermo ATRIUM-110/200/1000-DG-U-DB","НС-1477224","Royal Thermo","шт",18583,"RUB",11521.46,"RUB",18583,"RUB",13008.1,"RUB",12636.44,"RUB",12450.61,"RUB",12078.95,"RUB",10220.65,"RUB",10034.82,"RUB"]
["RT-A-110/200/1000-DG-U-LB","Конвектор внутрипольный Royal Thermo ATRIUM-110/200/1000-DG-U-LB","НС-1477225","Royal Thermo","шт",18583,"RUB",11521.46,"RUB",18583,"RUB",13008.1,"RUB",12636.44,"RUB",12450.61,"RUB",12078.95,"RUB",10220.65,"RUB",10034.82,"RUB"]
["RT-A-110/200/1000-DG-U-NA","Конвектор внутрипольный Royal Thermo ATRIUM-110/200/1000-DG-U-NA","НС-1477226","Royal Thermo","шт",18590,"RUB",11521.46,"RUB",18590,"RUB",13008.1,"RUB",12636.44,"RUB",12450.61,"RUB",12078.95,"RUB",10220.65,"RUB",10034.82,"RUB"]
["RT-A-110/200/1200-DG-U-AU","Конвектор внутрипольный Royal Thermo ATRIUM-110/200/1200-DG-U-AU","НС-1493056","Royal Thermo","шт",21347,"RUB",13235.14,"RUB",21347,"RUB",14942.9,"RUB",14515.96,"RUB",14302.49,"RUB",13875.55,"RUB",11740.85,"RUB",11527.38,"RUB"]
["RT-A-110/200/1200-DG-U-BL","Конвектор внутрипольный Royal Thermo ATRIUM-110/200/1200-DG-U-BL","НС-1493324","Royal Thermo","шт",21347,"RUB",13235.14,"RUB",21347,"RUB",14942.9,"RUB",14515.96,"RUB",14302.49,"RUB",13875.55,"RUB",11740.85,"RUB",11527.38,"RUB"]
["RT-A-110/200/1200-DG-U-DB","Конвектор внутрипольный Royal Thermo ATRIUM-110/200/1200-DG-U-DB","НС-1477227","Royal Thermo","шт",21347,"RUB",13235.14,"RUB",21347,"RUB",14942.9,"RUB",14515.96,"RUB",14302.49,"RUB",13875.55,"RUB",11740.85,"RUB",11527.38,"RUB"]
["RT-A-110/200/1200-DG-U-LB","Конвектор внутрипольный Royal Thermo ATRIUM-110/200/1200-DG-U-LB","НС-1477228","Royal Thermo","шт",21347,"RUB",13235.14,"RUB",21347,"RUB",14942.9,"RUB",14515.96,"RUB",14302.49,"RUB",13875.55,"RUB",11740.85,"RUB",11527.38,"RUB"]
["RT-A-110/200/1200-DG-U-NA","Конвектор внутрипольный Royal Thermo ATRIUM-110/200/1200-DG-U-NA","НС-1477229","Royal Thermo","шт",21350,"RUB",13235.14,"RUB",21350,"RUB",14942.9,"RUB",14515.96,"RUB",14302.49,"RUB",13875.55,"RUB",11740.85,"RUB",11527.38,"RUB"]
["RT-A-110/200/1400-DG-U-AU","Конвектор внутрипольный Royal Thermo ATRIUM-110/200/1400-DG-U-AU","НС-1493057","Royal Thermo","шт",24147,"RUB",14971.14,"RUB",24147,"RUB",16902.900000000001,"RUB",16419.96,"RUB",16178.49,"RUB",15695.55,"RUB",13280.85,"RUB",13039.38,"RUB"]
["RT-A-110/200/1400-DG-U-BL","Конвектор внутрипольный Royal Thermo ATRIUM-110/200/1400-DG-U-BL","НС-1493325","Royal Thermo","шт",24147,"RUB",14971.14,"RUB",24147,"RUB",16902.900000000001,"RUB",16419.96,"RUB",16178.49,"RUB",15695.55,"RUB",13280.85,"RUB",13039.38,"RUB"]
["RT-A-110/200/1400-DG-U-DB","Конвектор внутрипольный Royal Thermo ATRIUM-110/200/1400-DG-U-DB","НС-1477230","Royal Thermo","шт",24147,"RUB",14971.14,"RUB",24147,"RUB",16902.900000000001,"RUB",16419.96,"RUB",16178.49,"RUB",15695.55,"RUB",13280.85,"RUB",13039.38,"RUB"]
["RT-A-110/200/1400-DG-U-LB","Конвектор внутрипольный Royal Thermo ATRIUM-110/200/1400-DG-U-LB","НС-1477231","Royal Thermo","шт",24147,"RUB",14971.14,"RUB",24147,"RUB",16902.900000000001,"RUB",16419.96,"RUB",16178.49,"RUB",15695.55,"RUB",13280.85,"RUB",13039.38,"RUB"]
["RT-A-110/200/1400-DG-U-NA","Конвектор внутрипольный Royal Thermo ATRIUM-110/200/1400-DG-U-NA","НС-1477232","Royal Thermo","шт",24150,"RUB",14971.14,"RUB",24150,"RUB",16902.900000000001,"RUB",16419.96,"RUB",16178.49,"RUB",15695.55,"RUB",13280.85,"RUB",13039.38,"RUB"]
["RT-A-110/200/1600-DG-U-AU","Конвектор внутрипольный Royal Thermo ATRIUM-110/200/1600-DG-U-AU","НС-1493058","Royal Thermo","шт",27149,"RUB",16832.38,"RUB",27149,"RUB",19004.3,"RUB",18461.32,"RUB",18189.830000000002,"RUB",17646.849999999999,"RUB",14931.95,"RUB",14660.46,"RUB"]
["RT-A-110/200/1600-DG-U-BL","Конвектор внутрипольный Royal Thermo ATRIUM-110/200/1600-DG-U-BL","НС-1493326","Royal Thermo","шт",27149,"RUB",16832.38,"RUB",27149,"RUB",19004.3,"RUB",18461.32,"RUB",18189.830000000002,"RUB",17646.849999999999,"RUB",14931.95,"RUB",14660.46,"RUB"]
["RT-A-110/200/1600-DG-U-DB","Конвектор внутрипольный Royal Thermo ATRIUM-110/200/1600-DG-U-DB","НС-1477233","Royal Thermo","шт",27149,"RUB",16832.38,"RUB",27149,"RUB",19004.3,"RUB",18461.32,"RUB",18189.830000000002,"RUB",17646.849999999999,"RUB",14931.95,"RUB",14660.46,"RUB"]
["RT-A-110/200/1600-DG-U-LB","Конвектор внутрипольный Royal Thermo ATRIUM-110/200/1600-DG-U-LB","НС-1477234","Royal Thermo","шт",27149,"RUB",16832.38,"RUB",27149,"RUB",19004.3,"RUB",18461.32,"RUB",18189.830000000002,"RUB",17646.849999999999,"RUB",14931.95,"RUB",14660.46,"RUB"]
["RT-A-110/200/1600-DG-U-NA","Конвектор внутрипольный Royal Thermo ATRIUM-110/200/1600-DG-U-NA","НС-1477235","Royal Thermo","шт",27150,"RUB",16832.38,"RUB",27150,"RUB",19004.3,"RUB",18461.32,"RUB",18189.830000000002,"RUB",17646.849999999999,"RUB",14931.95,"RUB",14660.46,"RUB"]
["RT-A-110/200/1800-DG-U-AU","Конвектор внутрипольный Royal Thermo ATRIUM-110/200/1800-DG-U-AU","НС-1493059","Royal Thermo","шт",29963,"RUB",18577.060000000001,"RUB",29963,"RUB",20974.1,"RUB",20374.84,"RUB",20075.21,"RUB",19475.95,"RUB",16479.650000000001,"RUB",16180.02,"RUB"]
["RT-A-110/200/1800-DG-U-BL","Конвектор внутрипольный Royal Thermo ATRIUM-110/200/1800-DG-U-BL","НС-1493327","Royal Thermo","шт",29963,"RUB",18577.060000000001,"RUB",29963,"RUB",20974.1,"RUB",20374.84,"RUB",20075.21,"RUB",19475.95,"RUB",16479.650000000001,"RUB",16180.02,"RUB"]
["RT-A-110/200/1800-DG-U-DB","Конвектор внутрипольный Royal Thermo ATRIUM-110/200/1800-DG-U-DB","НС-1477236","Royal Thermo","шт",29963,"RUB",18577.060000000001,"RUB",29963,"RUB",20974.1,"RUB",20374.84,"RUB",20075.21,"RUB",19475.95,"RUB",16479.650000000001,"RUB",16180.02,"RUB"]
["RT-A-110/200/1800-DG-U-LB","Конвектор внутрипольный Royal Thermo ATRIUM-110/200/1800-DG-U-LB","НС-1477237","Royal Thermo","шт",29963,"RUB",18577.060000000001,"RUB",29963,"RUB",20974.1,"RUB",20374.84,"RUB",20075.21,"RUB",19475.95,"RUB",16479.650000000001,"RUB",16180.02,"RUB"]
["RT-A-110/200/1800-DG-U-NA","Конвектор внутрипольный Royal Thermo ATRIUM-110/200/1800-DG-U-NA","НС-1477238","Royal Thermo","шт",29970,"RUB",18577.060000000001,"RUB",29970,"RUB",20974.1,"RUB",20374.84,"RUB",20075.21,"RUB",19475.95,"RUB",16479.650000000001,"RUB",16180.02,"RUB"]
["RT-A-110/200/2000-DG-U-AU","Конвектор внутрипольный Royal Thermo ATRIUM-110/200/2000-DG-U-AU","НС-1493060","Royal Thermo","шт",32798,"RUB",20334.759999999998,"RUB",32798,"RUB",22958.6,"RUB",22302.639999999999,"RUB",21974.66,"RUB",21318.7,"RUB",18038.900000000001,"RUB",17710.919999999998,"RUB"]
["RT-A-110/200/2000-DG-U-BL","Конвектор внутрипольный Royal Thermo ATRIUM-110/200/2000-DG-U-BL","НС-1493328","Royal Thermo","шт",32798,"RUB",20334.759999999998,"RUB",32798,"RUB",22958.6,"RUB",22302.639999999999,"RUB",21974.66,"RUB",21318.7,"RUB",18038.900000000001,"RUB",17710.919999999998,"RUB"]
["RT-A-110/200/2000-DG-U-DB","Конвектор внутрипольный Royal Thermo ATRIUM-110/200/2000-DG-U-DB","НС-1477239","Royal Thermo","шт",32798,"RUB",20334.759999999998,"RUB",32798,"RUB",22958.6,"RUB",22302.639999999999,"RUB",21974.66,"RUB",21318.7,"RUB",18038.900000000001,"RUB",17710.919999999998,"RUB"]
["RT-A-110/200/2000-DG-U-LB","Конвектор внутрипольный Royal Thermo ATRIUM-110/200/2000-DG-U-LB","НС-1477240","Royal Thermo","шт",32798,"RUB",20334.759999999998,"RUB",32798,"RUB",22958.6,"RUB",22302.639999999999,"RUB",21974.66,"RUB",21318.7,"RUB",18038.900000000001,"RUB",17710.919999999998,"RUB"]
["RT-A-110/200/2000-DG-U-NA","Конвектор внутрипольный Royal Thermo ATRIUM-110/200/2000-DG-U-NA","НС-1477241","Royal Thermo","шт",32800,"RUB",20334.759999999998,"RUB",32800,"RUB",22958.6,"RUB",22302.639999999999,"RUB",21974.66,"RUB",21318.7,"RUB",18038.900000000001,"RUB",17710.919999999998,"RUB"]
["RT-A-110/200/2200-DG-U-AU","Конвектор внутрипольный Royal Thermo ATRIUM-110/200/2200-DG-U-AU","НС-1493061","Royal Thermo","шт",35530,"RUB",22028.6,"RUB",35530,"RUB",24871,"RUB",24160.400000000001,"RUB",23805.1,"RUB",23094.5,"RUB",19541.5,"RUB",19186.2,"RUB"]
["RT-A-110/200/2200-DG-U-BL","Конвектор внутрипольный Royal Thermo ATRIUM-110/200/2200-DG-U-BL","НС-1493329","Royal Thermo","шт",35530,"RUB",22028.6,"RUB",35530,"RUB",24871,"RUB",24160.400000000001,"RUB",23805.1,"RUB",23094.5,"RUB",19541.5,"RUB",19186.2,"RUB"]
["RT-A-110/200/2200-DG-U-DB","Конвектор внутрипольный Royal Thermo ATRIUM-110/200/2200-DG-U-DB","НС-1477242","Royal Thermo","шт",35530,"RUB",22028.6,"RUB",35530,"RUB",24871,"RUB",24160.400000000001,"RUB",23805.1,"RUB",23094.5,"RUB",19541.5,"RUB",19186.2,"RUB"]
["RT-A-110/200/2200-DG-U-LB","Конвектор внутрипольный Royal Thermo ATRIUM-110/200/2200-DG-U-LB","НС-1477243","Royal Thermo","шт",35530,"RUB",22028.6,"RUB",35530,"RUB",24871,"RUB",24160.400000000001,"RUB",23805.1,"RUB",23094.5,"RUB",19541.5,"RUB",19186.2,"RUB"]
["RT-A-110/200/2200-DG-U-NA","Конвектор внутрипольный Royal Thermo ATRIUM-110/200/2200-DG-U-NA","НС-1477244","Royal Thermo","шт",35530,"RUB",22028.6,"RUB",35530,"RUB",24871,"RUB",24160.400000000001,"RUB",23805.1,"RUB",23094.5,"RUB",19541.5,"RUB",19186.2,"RUB"]
["RT-A-110/200/2400-DG-U-AU","Конвектор внутрипольный Royal Thermo ATRIUM-110/200/2400-DG-U-AU","НС-1493062","Royal Thermo","шт",38397,"RUB",23806.14,"RUB",38397,"RUB",26877.9,"RUB",26109.96,"RUB",25725.99,"RUB",24958.05,"RUB",21118.35,"RUB",20734.38,"RUB"]
["RT-A-110/200/2400-DG-U-BL","Конвектор внутрипольный Royal Thermo ATRIUM-110/200/2400-DG-U-BL","НС-1493330","Royal Thermo","шт",38397,"RUB",23806.14,"RUB",38397,"RUB",26877.9,"RUB",26109.96,"RUB",25725.99,"RUB",24958.05,"RUB",21118.35,"RUB",20734.38,"RUB"]
["RT-A-110/200/2400-DG-U-DB","Конвектор внутрипольный Royal Thermo ATRIUM-110/200/2400-DG-U-DB","НС-1477245","Royal Thermo","шт",38397,"RUB",23806.14,"RUB",38397,"RUB",26877.9,"RUB",26109.96,"RUB",25725.99,"RUB",24958.05,"RUB",21118.35,"RUB",20734.38,"RUB"]
["RT-A-110/200/2400-DG-U-LB","Конвектор внутрипольный Royal Thermo ATRIUM-110/200/2400-DG-U-LB","НС-1477246","Royal Thermo","шт",38397,"RUB",23806.14,"RUB",38397,"RUB",26877.9,"RUB",26109.96,"RUB",25725.99,"RUB",24958.05,"RUB",21118.35,"RUB",20734.38,"RUB"]
["RT-A-110/200/2400-DG-U-NA","Конвектор внутрипольный Royal Thermo ATRIUM-110/200/2400-DG-U-NA","НС-1477247","Royal Thermo","шт",38400,"RUB",23806.14,"RUB",38400,"RUB",26877.9,"RUB",26109.96,"RUB",25725.99,"RUB",24958.05,"RUB",21118.35,"RUB",20734.38,"RUB"]
["RT-A-110/200/2600-DG-U-AU","Конвектор внутрипольный Royal Thermo ATRIUM-110/200/2600-DG-U-AU","НС-1493063","Royal Thermo","шт",41126,"RUB",25498.12,"RUB",41126,"RUB",28788.2,"RUB",27965.68,"RUB",27554.42,"RUB",26731.9,"RUB",22619.3,"RUB",22208.04,"RUB"]
["RT-A-110/200/2600-DG-U-BL","Конвектор внутрипольный Royal Thermo ATRIUM-110/200/2600-DG-U-BL","НС-1493331","Royal Thermo","шт",41126,"RUB",25498.12,"RUB",41126,"RUB",28788.2,"RUB",27965.68,"RUB",27554.42,"RUB",26731.9,"RUB",22619.3,"RUB",22208.04,"RUB"]
["RT-A-110/200/2600-DG-U-DB","Конвектор внутрипольный Royal Thermo ATRIUM-110/200/2600-DG-U-DB","НС-1477248","Royal Thermo","шт",41126,"RUB",25498.12,"RUB",41126,"RUB",28788.2,"RUB",27965.68,"RUB",27554.42,"RUB",26731.9,"RUB",22619.3,"RUB",22208.04,"RUB"]
["RT-A-110/200/2600-DG-U-LB","Конвектор внутрипольный Royal Thermo ATRIUM-110/200/2600-DG-U-LB","НС-1477249","Royal Thermo","шт",41126,"RUB",25498.12,"RUB",41126,"RUB",28788.2,"RUB",27965.68,"RUB",27554.42,"RUB",26731.9,"RUB",22619.3,"RUB",22208.04,"RUB"]
["RT-A-110/200/2600-DG-U-NA","Конвектор внутрипольный Royal Thermo ATRIUM-110/200/2600-DG-U-NA","НС-1477250","Royal Thermo","шт",41126,"RUB",25498.12,"RUB",41126,"RUB",28788.2,"RUB",27965.68,"RUB",27554.42,"RUB",26731.9,"RUB",22619.3,"RUB",22208.04,"RUB"]
["RT-A-110/200/2800-DG-U-AU","Конвектор внутрипольный Royal Thermo ATRIUM-110/200/2800-DG-U-AU","НС-1493064","Royal Thermo","шт",44772,"RUB",27758.639999999999,"RUB",44772,"RUB",31340.400000000001,"RUB",30444.959999999999,"RUB",29997.24,"RUB",29101.8,"RUB",24624.6,"RUB",24176.880000000001,"RUB"]
["RT-A-110/200/2800-DG-U-BL","Конвектор внутрипольный Royal Thermo ATRIUM-110/200/2800-DG-U-BL","НС-1493332","Royal Thermo","шт",44772,"RUB",27758.639999999999,"RUB",44772,"RUB",31340.400000000001,"RUB",30444.959999999999,"RUB",29997.24,"RUB",29101.8,"RUB",24624.6,"RUB",24176.880000000001,"RUB"]
["RT-A-110/200/2800-DG-U-DB","Конвектор внутрипольный Royal Thermo ATRIUM-110/200/2800-DG-U-DB","НС-1477251","Royal Thermo","шт",44772,"RUB",27758.639999999999,"RUB",44772,"RUB",31340.400000000001,"RUB",30444.959999999999,"RUB",29997.24,"RUB",29101.8,"RUB",24624.6,"RUB",24176.880000000001,"RUB"]
["RT-A-110/200/2800-DG-U-LB","Конвектор внутрипольный Royal Thermo ATRIUM-110/200/2800-DG-U-LB","НС-1477252","Royal Thermo","шт",44772,"RUB",27758.639999999999,"RUB",44772,"RUB",31340.400000000001,"RUB",30444.959999999999,"RUB",29997.24,"RUB",29101.8,"RUB",24624.6,"RUB",24176.880000000001,"RUB"]
["RT-A-110/200/2800-DG-U-NA","Конвектор внутрипольный Royal Thermo ATRIUM-110/200/2800-DG-U-NA","НС-1477253","Royal Thermo","шт",44772,"RUB",27758.639999999999,"RUB",44772,"RUB",31340.400000000001,"RUB",30444.959999999999,"RUB",29997.24,"RUB",29101.8,"RUB",24624.6,"RUB",24176.880000000001,"RUB"]
["RT-A-110/200/3000-DG-U-AU","Конвектор внутрипольный Royal Thermo ATRIUM-110/200/3000-DG-U-AU","НС-1493065","Royal Thermo","шт",47691,"RUB",29568.42,"RUB",47691,"RUB",33383.699999999997,"RUB",32429.88,"RUB",31952.97,"RUB",30999.15,"RUB",26230.05,"RUB",25753.14,"RUB"]
["RT-A-110/200/3000-DG-U-BL","Конвектор внутрипольный Royal Thermo ATRIUM-110/200/3000-DG-U-BL","НС-1493333","Royal Thermo","шт",47691,"RUB",29568.42,"RUB",47691,"RUB",33383.699999999997,"RUB",32429.88,"RUB",31952.97,"RUB",30999.15,"RUB",26230.05,"RUB",25753.14,"RUB"]
["RT-A-110/200/3000-DG-U-DB","Конвектор внутрипольный Royal Thermo ATRIUM-110/200/3000-DG-U-DB","НС-1477254","Royal Thermo","шт",47691,"RUB",29568.42,"RUB",47691,"RUB",33383.699999999997,"RUB",32429.88,"RUB",31952.97,"RUB",30999.15,"RUB",26230.05,"RUB",25753.14,"RUB"]
["RT-A-110/200/3000-DG-U-LB","Конвектор внутрипольный Royal Thermo ATRIUM-110/200/3000-DG-U-LB","НС-1477255","Royal Thermo","шт",47691,"RUB",29568.42,"RUB",47691,"RUB",33383.699999999997,"RUB",32429.88,"RUB",31952.97,"RUB",30999.15,"RUB",26230.05,"RUB",25753.14,"RUB"]
["RT-A-110/200/3000-DG-U-NA","Конвектор внутрипольный Royal Thermo ATRIUM-110/200/3000-DG-U-NA","НС-1477256","Royal Thermo","шт",47691,"RUB",29568.42,"RUB",47691,"RUB",33383.699999999997,"RUB",32429.88,"RUB",31952.97,"RUB",30999.15,"RUB",26230.05,"RUB",25753.14,"RUB"]
["RT-A-110/200/800-DG-U-AU","Конвектор внутрипольный Royal Thermo ATRIUM-110/200/800-DG-U-AU","НС-1493066","Royal Thermo","шт",15881,"RUB",9846.2199999999993,"RUB",15881,"RUB",11116.7,"RUB",10799.08,"RUB",10640.27,"RUB",10322.65,"RUB",8734.5499999999993,"RUB",8575.74,"RUB"]
["RT-A-110/200/800-DG-U-BL","Конвектор внутрипольный Royal Thermo ATRIUM-110/200/800-DG-U-BL","НС-1493334","Royal Thermo","шт",15881,"RUB",9846.2199999999993,"RUB",15881,"RUB",11116.7,"RUB",10799.08,"RUB",10640.27,"RUB",10322.65,"RUB",8734.5499999999993,"RUB",8575.74,"RUB"]
["RT-A-110/200/800-DG-U-DB","Конвектор внутрипольный Royal Thermo ATRIUM-110/200/800-DG-U-DB","НС-1477257","Royal Thermo","шт",15881,"RUB",9846.2199999999993,"RUB",15881,"RUB",11116.7,"RUB",10799.08,"RUB",10640.27,"RUB",10322.65,"RUB",8734.5499999999993,"RUB",8575.74,"RUB"]
["RT-A-110/200/800-DG-U-LB","Конвектор внутрипольный Royal Thermo ATRIUM-110/200/800-DG-U-LB","НС-1477258","Royal Thermo","шт",15881,"RUB",9846.2199999999993,"RUB",15881,"RUB",11116.7,"RUB",10799.08,"RUB",10640.27,"RUB",10322.65,"RUB",8734.5499999999993,"RUB",8575.74,"RUB"]
["RT-A-110/200/800-DG-U-NA","Конвектор внутрипольный Royal Thermo ATRIUM-110/200/800-DG-U-NA","НС-1477259","Royal Thermo","шт",15881,"RUB",9846.2199999999993,"RUB",15881,"RUB",11116.7,"RUB",10799.08,"RUB",10640.27,"RUB",10322.65,"RUB",8734.5499999999993,"RUB",8575.74,"RUB"]
["RT-A-110/250/1000-DG-U-AU","Конвектор внутрипольный Royal Thermo ATRIUM-110/250/1000-DG-U-AU","НС-1493068","Royal Thermo","шт",19830,"RUB",12294.6,"RUB",19830,"RUB",13881,"RUB",13484.4,"RUB",13286.1,"RUB",12889.5,"RUB",10906.5,"RUB",10708.2,"RUB"]
["RT-A-110/250/1000-DG-U-BL","Конвектор внутрипольный Royal Thermo ATRIUM-110/250/1000-DG-U-BL","НС-1493336","Royal Thermo","шт",19830,"RUB",12294.6,"RUB",19830,"RUB",13881,"RUB",13484.4,"RUB",13286.1,"RUB",12889.5,"RUB",10906.5,"RUB",10708.2,"RUB"]
["RT-A-110/250/1000-DG-U-DB","Конвектор внутрипольный Royal Thermo ATRIUM-110/250/1000-DG-U-DB","НС-1477263","Royal Thermo","шт",19830,"RUB",12294.6,"RUB",19830,"RUB",13881,"RUB",13484.4,"RUB",13286.1,"RUB",12889.5,"RUB",10906.5,"RUB",10708.2,"RUB"]
["RT-A-110/250/1000-DG-U-LB","Конвектор внутрипольный Royal Thermo ATRIUM-110/250/1000-DG-U-LB","НС-1477264","Royal Thermo","шт",19830,"RUB",12294.6,"RUB",19830,"RUB",13881,"RUB",13484.4,"RUB",13286.1,"RUB",12889.5,"RUB",10906.5,"RUB",10708.2,"RUB"]
["RT-A-110/250/1000-DG-U-NA","Конвектор внутрипольный Royal Thermo ATRIUM-110/250/1000-DG-U-NA","НС-1430169","Royal Thermo","шт",19830,"RUB",12294.6,"RUB",19830,"RUB",13881,"RUB",13484.4,"RUB",13286.1,"RUB",12889.5,"RUB",10906.5,"RUB",10708.2,"RUB"]
["RT-A-110/250/1200-DG-U-AU","Конвектор внутрипольный Royal Thermo ATRIUM-110/250/1200-DG-U-AU","НС-1493069","Royal Thermo","шт",22854,"RUB",14169.48,"RUB",22854,"RUB",15997.8,"RUB",15540.72,"RUB",15312.18,"RUB",14855.1,"RUB",12569.7,"RUB",12341.16,"RUB"]
["RT-A-110/250/1200-DG-U-BL","Конвектор внутрипольный Royal Thermo ATRIUM-110/250/1200-DG-U-BL","НС-1493337","Royal Thermo","шт",22854,"RUB",14169.48,"RUB",22854,"RUB",15997.8,"RUB",15540.72,"RUB",15312.18,"RUB",14855.1,"RUB",12569.7,"RUB",12341.16,"RUB"]
["RT-A-110/250/1200-DG-U-DB","Конвектор внутрипольный Royal Thermo ATRIUM-110/250/1200-DG-U-DB","НС-1477266","Royal Thermo","шт",22854,"RUB",14169.48,"RUB",22854,"RUB",15997.8,"RUB",15540.72,"RUB",15312.18,"RUB",14855.1,"RUB",12569.7,"RUB",12341.16,"RUB"]
["RT-A-110/250/1200-DG-U-LB","Конвектор внутрипольный Royal Thermo ATRIUM-110/250/1200-DG-U-LB","НС-1477267","Royal Thermo","шт",22854,"RUB",14169.48,"RUB",22854,"RUB",15997.8,"RUB",15540.72,"RUB",15312.18,"RUB",14855.1,"RUB",12569.7,"RUB",12341.16,"RUB"]
["RT-A-110/250/1200-DG-U-NA","Конвектор внутрипольный Royal Thermo ATRIUM-110/250/1200-DG-U-NA","НС-1430170","Royal Thermo","шт",22860,"RUB",14169.48,"RUB",22860,"RUB",15997.8,"RUB",15540.72,"RUB",15312.18,"RUB",14855.1,"RUB",12569.7,"RUB",12341.16,"RUB"]
["RT-A-110/250/1400-DG-U-AU","Конвектор внутрипольный Royal Thermo ATRIUM-110/250/1400-DG-U-AU","НС-1493070","Royal Thermo","шт",25923,"RUB",16072.26,"RUB",25923,"RUB",18146.099999999999,"RUB",17627.64,"RUB",17368.41,"RUB",16849.95,"RUB",14257.65,"RUB",13998.42,"RUB"]
["RT-A-110/250/1400-DG-U-BL","Конвектор внутрипольный Royal Thermo ATRIUM-110/250/1400-DG-U-BL","НС-1493338","Royal Thermo","шт",25923,"RUB",16072.26,"RUB",25923,"RUB",18146.099999999999,"RUB",17627.64,"RUB",17368.41,"RUB",16849.95,"RUB",14257.65,"RUB",13998.42,"RUB"]
["RT-A-110/250/1400-DG-U-DB","Конвектор внутрипольный Royal Thermo ATRIUM-110/250/1400-DG-U-DB","НС-1477269","Royal Thermo","шт",25923,"RUB",16072.26,"RUB",25923,"RUB",18146.099999999999,"RUB",17627.64,"RUB",17368.41,"RUB",16849.95,"RUB",14257.65,"RUB",13998.42,"RUB"]
["RT-A-110/250/1400-DG-U-LB","Конвектор внутрипольный Royal Thermo ATRIUM-110/250/1400-DG-U-LB","НС-1477270","Royal Thermo","шт",25923,"RUB",16072.26,"RUB",25923,"RUB",18146.099999999999,"RUB",17627.64,"RUB",17368.41,"RUB",16849.95,"RUB",14257.65,"RUB",13998.42,"RUB"]
["RT-A-110/250/1400-DG-U-NA","Конвектор внутрипольный Royal Thermo ATRIUM-110/250/1400-DG-U-NA","НС-1430171","Royal Thermo","шт",25930,"RUB",16072.26,"RUB",25930,"RUB",18146.099999999999,"RUB",17627.64,"RUB",17368.41,"RUB",16849.95,"RUB",14257.65,"RUB",13998.42,"RUB"]
["RT-A-110/250/1600-DG-U-AU","Конвектор внутрипольный Royal Thermo ATRIUM-110/250/1600-DG-U-AU","НС-1493071","Royal Thermo","шт",29178,"RUB",18090.36,"RUB",29178,"RUB",20424.599999999999,"RUB",19841.04,"RUB",19549.259999999998,"RUB",18965.7,"RUB",16047.9,"RUB",15756.12,"RUB"]
["RT-A-110/250/1600-DG-U-BL","Конвектор внутрипольный Royal Thermo ATRIUM-110/250/1600-DG-U-BL","НС-1493339","Royal Thermo","шт",29178,"RUB",18090.36,"RUB",29178,"RUB",20424.599999999999,"RUB",19841.04,"RUB",19549.259999999998,"RUB",18965.7,"RUB",16047.9,"RUB",15756.12,"RUB"]
["RT-A-110/250/1600-DG-U-DB","Конвектор внутрипольный Royal Thermo ATRIUM-110/250/1600-DG-U-DB","НС-1477272","Royal Thermo","шт",29178,"RUB",18090.36,"RUB",29178,"RUB",20424.599999999999,"RUB",19841.04,"RUB",19549.259999999998,"RUB",18965.7,"RUB",16047.9,"RUB",15756.12,"RUB"]
["RT-A-110/250/1600-DG-U-LB","Конвектор внутрипольный Royal Thermo ATRIUM-110/250/1600-DG-U-LB","НС-1477273","Royal Thermo","шт",29178,"RUB",18090.36,"RUB",29178,"RUB",20424.599999999999,"RUB",19841.04,"RUB",19549.259999999998,"RUB",18965.7,"RUB",16047.9,"RUB",15756.12,"RUB"]
["RT-A-110/250/1600-DG-U-NA","Конвектор внутрипольный Royal Thermo ATRIUM-110/250/1600-DG-U-NA","НС-1430172","Royal Thermo","шт",29180,"RUB",18090.36,"RUB",29180,"RUB",20424.599999999999,"RUB",19841.04,"RUB",19549.259999999998,"RUB",18965.7,"RUB",16047.9,"RUB",15756.12,"RUB"]
["RT-A-110/250/1800-DG-U-AU","Конвектор внутрипольный Royal Thermo ATRIUM-110/250/1800-DG-U-AU","НС-1493072","Royal Thermo","шт",32249,"RUB",19994.38,"RUB",32249,"RUB",22574.3,"RUB",21929.32,"RUB",21606.83,"RUB",20961.849999999999,"RUB",17736.95,"RUB",17414.46,"RUB"]
["RT-A-110/250/1800-DG-U-BL","Конвектор внутрипольный Royal Thermo ATRIUM-110/250/1800-DG-U-BL","НС-1493340","Royal Thermo","шт",32249,"RUB",19994.38,"RUB",32249,"RUB",22574.3,"RUB",21929.32,"RUB",21606.83,"RUB",20961.849999999999,"RUB",17736.95,"RUB",17414.46,"RUB"]
["RT-A-110/250/1800-DG-U-DB","Конвектор внутрипольный Royal Thermo ATRIUM-110/250/1800-DG-U-DB","НС-1477275","Royal Thermo","шт",32249,"RUB",19994.38,"RUB",32249,"RUB",22574.3,"RUB",21929.32,"RUB",21606.83,"RUB",20961.849999999999,"RUB",17736.95,"RUB",17414.46,"RUB"]
["RT-A-110/250/1800-DG-U-LB","Конвектор внутрипольный Royal Thermo ATRIUM-110/250/1800-DG-U-LB","НС-1477276","Royal Thermo","шт",32249,"RUB",19994.38,"RUB",32249,"RUB",22574.3,"RUB",21929.32,"RUB",21606.83,"RUB",20961.849999999999,"RUB",17736.95,"RUB",17414.46,"RUB"]
["RT-A-110/250/1800-DG-U-NA","Конвектор внутрипольный Royal Thermo ATRIUM-110/250/1800-DG-U-NA","НС-1430173","Royal Thermo","шт",32250,"RUB",19994.38,"RUB",32250,"RUB",22574.3,"RUB",21929.32,"RUB",21606.83,"RUB",20961.849999999999,"RUB",17736.95,"RUB",17414.46,"RUB"]
["RT-A-110/250/2000-DG-U-AU","Конвектор внутрипольный Royal Thermo ATRIUM-110/250/2000-DG-U-AU","НС-1493073","Royal Thermo","шт",35352,"RUB",21918.240000000002,"RUB",35352,"RUB",24746.400000000001,"RUB",24039.360000000001,"RUB",23685.84,"RUB",22978.799999999999,"RUB",19443.599999999999,"RUB",19090.080000000002,"RUB"]
["RT-A-110/250/2000-DG-U-BL","Конвектор внутрипольный Royal Thermo ATRIUM-110/250/2000-DG-U-BL","НС-1492239","Royal Thermo","шт",35352,"RUB",21918.240000000002,"RUB",35352,"RUB",24746.400000000001,"RUB",24039.360000000001,"RUB",23685.84,"RUB",22978.799999999999,"RUB",19443.599999999999,"RUB",19090.080000000002,"RUB"]
["RT-A-110/250/2000-DG-U-DB","Конвектор внутрипольный Royal Thermo ATRIUM-110/250/2000-DG-U-DB","НС-1477278","Royal Thermo","шт",35352,"RUB",21918.240000000002,"RUB",35352,"RUB",24746.400000000001,"RUB",24039.360000000001,"RUB",23685.84,"RUB",22978.799999999999,"RUB",19443.599999999999,"RUB",19090.080000000002,"RUB"]
["RT-A-110/250/2000-DG-U-LB","Конвектор внутрипольный Royal Thermo ATRIUM-110/250/2000-DG-U-LB","НС-1477279","Royal Thermo","шт",35352,"RUB",21918.240000000002,"RUB",35352,"RUB",24746.400000000001,"RUB",24039.360000000001,"RUB",23685.84,"RUB",22978.799999999999,"RUB",19443.599999999999,"RUB",19090.080000000002,"RUB"]
["RT-A-110/250/2000-DG-U-NA","Конвектор внутрипольный Royal Thermo ATRIUM-110/250/2000-DG-U-NA","НС-1430174","Royal Thermo","шт",35360,"RUB",21918.240000000002,"RUB",35360,"RUB",24746.400000000001,"RUB",24039.360000000001,"RUB",23685.84,"RUB",22978.799999999999,"RUB",19443.599999999999,"RUB",19090.080000000002,"RUB"]
["RT-A-110/250/2200-DG-U-AU","Конвектор внутрипольный Royal Thermo ATRIUM-110/250/2200-DG-U-AU","НС-1493074","Royal Thermo","шт",38345,"RUB",23773.9,"RUB",38345,"RUB",26841.5,"RUB",26074.6,"RUB",25691.15,"RUB",24924.25,"RUB",21089.75,"RUB",20706.3,"RUB"]
["RT-A-110/250/2200-DG-U-BL","Конвектор внутрипольный Royal Thermo ATRIUM-110/250/2200-DG-U-BL","НС-1493341","Royal Thermo","шт",38345,"RUB",23773.9,"RUB",38345,"RUB",26841.5,"RUB",26074.6,"RUB",25691.15,"RUB",24924.25,"RUB",21089.75,"RUB",20706.3,"RUB"]
["RT-A-110/250/2200-DG-U-DB","Конвектор внутрипольный Royal Thermo ATRIUM-110/250/2200-DG-U-DB","НС-1477281","Royal Thermo","шт",38345,"RUB",23773.9,"RUB",38345,"RUB",26841.5,"RUB",26074.6,"RUB",25691.15,"RUB",24924.25,"RUB",21089.75,"RUB",20706.3,"RUB"]
["RT-A-110/250/2200-DG-U-LB","Конвектор внутрипольный Royal Thermo ATRIUM-110/250/2200-DG-U-LB","НС-1477282","Royal Thermo","шт",38345,"RUB",23773.9,"RUB",38345,"RUB",26841.5,"RUB",26074.6,"RUB",25691.15,"RUB",24924.25,"RUB",21089.75,"RUB",20706.3,"RUB"]
["RT-A-110/250/2200-DG-U-NA","Конвектор внутрипольный Royal Thermo ATRIUM-110/250/2200-DG-U-NA","НС-1477283","Royal Thermo","шт",38350,"RUB",23773.9,"RUB",38350,"RUB",26841.5,"RUB",26074.6,"RUB",25691.15,"RUB",24924.25,"RUB",21089.75,"RUB",20706.3,"RUB"]
["RT-A-110/250/2400-DG-U-AU","Конвектор внутрипольный Royal Thermo ATRIUM-110/250/2400-DG-U-AU","НС-1493075","Royal Thermo","шт",41468,"RUB",25710.16,"RUB",41468,"RUB",29027.599999999999,"RUB",28198.240000000002,"RUB",27783.56,"RUB",26954.2,"RUB",22807.4,"RUB",22392.720000000001,"RUB"]
["RT-A-110/250/2400-DG-U-BL","Конвектор внутрипольный Royal Thermo ATRIUM-110/250/2400-DG-U-BL","НС-1493342","Royal Thermo","шт",41468,"RUB",25710.16,"RUB",41468,"RUB",29027.599999999999,"RUB",28198.240000000002,"RUB",27783.56,"RUB",26954.2,"RUB",22807.4,"RUB",22392.720000000001,"RUB"]
["RT-A-110/250/2400-DG-U-DB","Конвектор внутрипольный Royal Thermo ATRIUM-110/250/2400-DG-U-DB","НС-1477284","Royal Thermo","шт",41468,"RUB",25710.16,"RUB",41468,"RUB",29027.599999999999,"RUB",28198.240000000002,"RUB",27783.56,"RUB",26954.2,"RUB",22807.4,"RUB",22392.720000000001,"RUB"]
["RT-A-110/250/2400-DG-U-LB","Конвектор внутрипольный Royal Thermo ATRIUM-110/250/2400-DG-U-LB","НС-1477285","Royal Thermo","шт",41468,"RUB",25710.16,"RUB",41468,"RUB",29027.599999999999,"RUB",28198.240000000002,"RUB",27783.56,"RUB",26954.2,"RUB",22807.4,"RUB",22392.720000000001,"RUB"]
["RT-A-110/250/2400-DG-U-NA","Конвектор внутрипольный Royal Thermo ATRIUM-110/250/2400-DG-U-NA","НС-1477286","Royal Thermo","шт",41470,"RUB",25710.16,"RUB",41470,"RUB",29027.599999999999,"RUB",28198.240000000002,"RUB",27783.56,"RUB",26954.2,"RUB",22807.4,"RUB",22392.720000000001,"RUB"]
["RT-A-110/250/2600-DG-U-AU","Конвектор внутрипольный Royal Thermo ATRIUM-110/250/2600-DG-U-AU","НС-1493076","Royal Thermo","шт",44452,"RUB",27560.240000000002,"RUB",44452,"RUB",31116.400000000001,"RUB",30227.360000000001,"RUB",29782.84,"RUB",28893.8,"RUB",24448.6,"RUB",24004.080000000002,"RUB"]
["RT-A-110/250/2600-DG-U-BL","Конвектор внутрипольный Royal Thermo ATRIUM-110/250/2600-DG-U-BL","НС-1493343","Royal Thermo","шт",44452,"RUB",27560.240000000002,"RUB",44452,"RUB",31116.400000000001,"RUB",30227.360000000001,"RUB",29782.84,"RUB",28893.8,"RUB",24448.6,"RUB",24004.080000000002,"RUB"]
["RT-A-110/250/2600-DG-U-DB","Конвектор внутрипольный Royal Thermo ATRIUM-110/250/2600-DG-U-DB","НС-1477287","Royal Thermo","шт",44452,"RUB",27560.240000000002,"RUB",44452,"RUB",31116.400000000001,"RUB",30227.360000000001,"RUB",29782.84,"RUB",28893.8,"RUB",24448.6,"RUB",24004.080000000002,"RUB"]
["RT-A-110/250/2600-DG-U-LB","Конвектор внутрипольный Royal Thermo ATRIUM-110/250/2600-DG-U-LB","НС-1477288","Royal Thermo","шт",44452,"RUB",27560.240000000002,"RUB",44452,"RUB",31116.400000000001,"RUB",30227.360000000001,"RUB",29782.84,"RUB",28893.8,"RUB",24448.6,"RUB",24004.080000000002,"RUB"]
["RT-A-110/250/2600-DG-U-NA","Конвектор внутрипольный Royal Thermo ATRIUM-110/250/2600-DG-U-NA","НС-1477289","Royal Thermo","шт",44452,"RUB",27560.240000000002,"RUB",44452,"RUB",31116.400000000001,"RUB",30227.360000000001,"RUB",29782.84,"RUB",28893.8,"RUB",24448.6,"RUB",24004.080000000002,"RUB"]
["RT-A-110/250/2800-DG-U-AU","Конвектор внутрипольный Royal Thermo ATRIUM-110/250/2800-DG-U-AU","НС-1493077","Royal Thermo","шт",48337,"RUB",29968.94,"RUB",48337,"RUB",33835.9,"RUB",32869.160000000003,"RUB",32385.79,"RUB",31419.05,"RUB",26585.35,"RUB",26101.98,"RUB"]
["RT-A-110/250/2800-DG-U-BL","Конвектор внутрипольный Royal Thermo ATRIUM-110/250/2800-DG-U-BL","НС-1493344","Royal Thermo","шт",48337,"RUB",29968.94,"RUB",48337,"RUB",33835.9,"RUB",32869.160000000003,"RUB",32385.79,"RUB",31419.05,"RUB",26585.35,"RUB",26101.98,"RUB"]
["RT-A-110/250/2800-DG-U-DB","Конвектор внутрипольный Royal Thermo ATRIUM-110/250/2800-DG-U-DB","НС-1477290","Royal Thermo","шт",48337,"RUB",29968.94,"RUB",48337,"RUB",33835.9,"RUB",32869.160000000003,"RUB",32385.79,"RUB",31419.05,"RUB",26585.35,"RUB",26101.98,"RUB"]
["RT-A-110/250/2800-DG-U-LB","Конвектор внутрипольный Royal Thermo ATRIUM-110/250/2800-DG-U-LB","НС-1477291","Royal Thermo","шт",48337,"RUB",29968.94,"RUB",48337,"RUB",33835.9,"RUB",32869.160000000003,"RUB",32385.79,"RUB",31419.05,"RUB",26585.35,"RUB",26101.98,"RUB"]
["RT-A-110/250/2800-DG-U-NA","Конвектор внутрипольный Royal Thermo ATRIUM-110/250/2800-DG-U-NA","НС-1477292","Royal Thermo","шт",48337,"RUB",29968.94,"RUB",48337,"RUB",33835.9,"RUB",32869.160000000003,"RUB",32385.79,"RUB",31419.05,"RUB",26585.35,"RUB",26101.98,"RUB"]
["RT-A-110/250/3000-DG-U-AU","Конвектор внутрипольный Royal Thermo ATRIUM-110/250/3000-DG-U-AU","НС-1493078","Royal Thermo","шт",51512,"RUB",31937.439999999999,"RUB",51512,"RUB",36058.400000000001,"RUB",35028.160000000003,"RUB",34513.040000000001,"RUB",33482.800000000003,"RUB",28331.599999999999,"RUB",27816.48,"RUB"]
["RT-A-110/250/3000-DG-U-BL","Конвектор внутрипольный Royal Thermo ATRIUM-110/250/3000-DG-U-BL","НС-1493345","Royal Thermo","шт",51512,"RUB",31937.439999999999,"RUB",51512,"RUB",36058.400000000001,"RUB",35028.160000000003,"RUB",34513.040000000001,"RUB",33482.800000000003,"RUB",28331.599999999999,"RUB",27816.48,"RUB"]
["RT-A-110/250/3000-DG-U-DB","Конвектор внутрипольный Royal Thermo ATRIUM-110/250/3000-DG-U-DB","НС-1477293","Royal Thermo","шт",51512,"RUB",31937.439999999999,"RUB",51512,"RUB",36058.400000000001,"RUB",35028.160000000003,"RUB",34513.040000000001,"RUB",33482.800000000003,"RUB",28331.599999999999,"RUB",27816.48,"RUB"]
["RT-A-110/250/3000-DG-U-LB","Конвектор внутрипольный Royal Thermo ATRIUM-110/250/3000-DG-U-LB","НС-1477294","Royal Thermo","шт",51512,"RUB",31937.439999999999,"RUB",51512,"RUB",36058.400000000001,"RUB",35028.160000000003,"RUB",34513.040000000001,"RUB",33482.800000000003,"RUB",28331.599999999999,"RUB",27816.48,"RUB"]
["RT-A-110/250/3000-DG-U-NA","Конвектор внутрипольный Royal Thermo ATRIUM-110/250/3000-DG-U-NA","НС-1477295","Royal Thermo","шт",51512,"RUB",31937.439999999999,"RUB",51512,"RUB",36058.400000000001,"RUB",35028.160000000003,"RUB",34513.040000000001,"RUB",33482.800000000003,"RUB",28331.599999999999,"RUB",27816.48,"RUB"]
["RT-A-110/250/800-DG-U-AU","Конвектор внутрипольный Royal Thermo ATRIUM-110/250/800-DG-U-AU","НС-1493079","Royal Thermo","шт",16870,"RUB",10459.4,"RUB",16870,"RUB",11809,"RUB",11471.6,"RUB",11302.9,"RUB",10965.5,"RUB",9278.5,"RUB",9109.7999999999993,"RUB"]
["RT-A-110/250/800-DG-U-BL","Конвектор внутрипольный Royal Thermo ATRIUM-110/250/800-DG-U-BL","НС-1493346","Royal Thermo","шт",16870,"RUB",10459.4,"RUB",16870,"RUB",11809,"RUB",11471.6,"RUB",11302.9,"RUB",10965.5,"RUB",9278.5,"RUB",9109.7999999999993,"RUB"]
["RT-A-110/250/800-DG-U-DB","Конвектор внутрипольный Royal Thermo ATRIUM-110/250/800-DG-U-DB","НС-1477296","Royal Thermo","шт",16870,"RUB",10459.4,"RUB",16870,"RUB",11809,"RUB",11471.6,"RUB",11302.9,"RUB",10965.5,"RUB",9278.5,"RUB",9109.7999999999993,"RUB"]
["RT-A-110/250/800-DG-U-LB","Конвектор внутрипольный Royal Thermo ATRIUM-110/250/800-DG-U-LB","НС-1477297","Royal Thermo","шт",16870,"RUB",10459.4,"RUB",16870,"RUB",11809,"RUB",11471.6,"RUB",11302.9,"RUB",10965.5,"RUB",9278.5,"RUB",9109.7999999999993,"RUB"]
["RT-A-110/250/800-DG-U-NA","Конвектор внутрипольный Royal Thermo ATRIUM-110/250/800-DG-U-NA","НС-1477298","Royal Thermo","шт",16870,"RUB",10459.4,"RUB",16870,"RUB",11809,"RUB",11471.6,"RUB",11302.9,"RUB",10965.5,"RUB",9278.5,"RUB",9109.7999999999993,"RUB"]
["RT-A-110/300/1000-DG-U-AU","Конвектор внутрипольный Royal Thermo ATRIUM-110/300/1000-DG-U-AU","НС-1493081","Royal Thermo","шт",20955,"RUB",12992.1,"RUB",20955,"RUB",14668.5,"RUB",14249.4,"RUB",14039.85,"RUB",13620.75,"RUB",11525.25,"RUB",11315.7,"RUB"]
["RT-A-110/300/1000-DG-U-BL","Конвектор внутрипольный Royal Thermo ATRIUM-110/300/1000-DG-U-BL","НС-1493348","Royal Thermo","шт",20955,"RUB",12992.1,"RUB",20955,"RUB",14668.5,"RUB",14249.4,"RUB",14039.85,"RUB",13620.75,"RUB",11525.25,"RUB",11315.7,"RUB"]
["RT-A-110/300/1000-DG-U-DB","Конвектор внутрипольный Royal Thermo ATRIUM-110/300/1000-DG-U-DB","НС-1477302","Royal Thermo","шт",20955,"RUB",12992.1,"RUB",20955,"RUB",14668.5,"RUB",14249.4,"RUB",14039.85,"RUB",13620.75,"RUB",11525.25,"RUB",11315.7,"RUB"]
["RT-A-110/300/1000-DG-U-LB","Конвектор внутрипольный Royal Thermo ATRIUM-110/300/1000-DG-U-LB","НС-1477303","Royal Thermo","шт",20955,"RUB",12992.1,"RUB",20955,"RUB",14668.5,"RUB",14249.4,"RUB",14039.85,"RUB",13620.75,"RUB",11525.25,"RUB",11315.7,"RUB"]
["RT-A-110/300/1000-DG-U-NA","Конвектор внутрипольный Royal Thermo ATRIUM-110/300/1000-DG-U-NA","НС-1477304","Royal Thermo","шт",20955,"RUB",12992.1,"RUB",20955,"RUB",14668.5,"RUB",14249.4,"RUB",14039.85,"RUB",13620.75,"RUB",11525.25,"RUB",11315.7,"RUB"]
["RT-A-110/300/1200-DG-U-AU","Конвектор внутрипольный Royal Thermo ATRIUM-110/300/1200-DG-U-AU","НС-1493082","Royal Thermo","шт",24182,"RUB",14992.84,"RUB",24182,"RUB",16927.400000000001,"RUB",16443.759999999998,"RUB",16201.94,"RUB",15718.3,"RUB",13300.1,"RUB",13058.28,"RUB"]
["RT-A-110/300/1200-DG-U-BL","Конвектор внутрипольный Royal Thermo ATRIUM-110/300/1200-DG-U-BL","НС-1493349","Royal Thermo","шт",24182,"RUB",14992.84,"RUB",24182,"RUB",16927.400000000001,"RUB",16443.759999999998,"RUB",16201.94,"RUB",15718.3,"RUB",13300.1,"RUB",13058.28,"RUB"]
["RT-A-110/300/1200-DG-U-DB","Конвектор внутрипольный Royal Thermo ATRIUM-110/300/1200-DG-U-DB","НС-1477305","Royal Thermo","шт",24182,"RUB",14992.84,"RUB",24182,"RUB",16927.400000000001,"RUB",16443.759999999998,"RUB",16201.94,"RUB",15718.3,"RUB",13300.1,"RUB",13058.28,"RUB"]
["RT-A-110/300/1200-DG-U-LB","Конвектор внутрипольный Royal Thermo ATRIUM-110/300/1200-DG-U-LB","НС-1477306","Royal Thermo","шт",24182,"RUB",14992.84,"RUB",24182,"RUB",16927.400000000001,"RUB",16443.759999999998,"RUB",16201.94,"RUB",15718.3,"RUB",13300.1,"RUB",13058.28,"RUB"]
["RT-A-110/300/1200-DG-U-NA","Конвектор внутрипольный Royal Thermo ATRIUM-110/300/1200-DG-U-NA","НС-1477307","Royal Thermo","шт",24182,"RUB",14992.84,"RUB",24182,"RUB",16927.400000000001,"RUB",16443.759999999998,"RUB",16201.94,"RUB",15718.3,"RUB",13300.1,"RUB",13058.28,"RUB"]
["RT-A-110/300/1400-DG-U-AU","Конвектор внутрипольный Royal Thermo ATRIUM-110/300/1400-DG-U-AU","НС-1493083","Royal Thermo","шт",27458,"RUB",17023.96,"RUB",27458,"RUB",19220.599999999999,"RUB",18671.439999999999,"RUB",18396.86,"RUB",17847.7,"RUB",15101.9,"RUB",14827.32,"RUB"]
["RT-A-110/300/1400-DG-U-BL","Конвектор внутрипольный Royal Thermo ATRIUM-110/300/1400-DG-U-BL","НС-1493350","Royal Thermo","шт",27458,"RUB",17023.96,"RUB",27458,"RUB",19220.599999999999,"RUB",18671.439999999999,"RUB",18396.86,"RUB",17847.7,"RUB",15101.9,"RUB",14827.32,"RUB"]
["RT-A-110/300/1400-DG-U-DB","Конвектор внутрипольный Royal Thermo ATRIUM-110/300/1400-DG-U-DB","НС-1477308","Royal Thermo","шт",27458,"RUB",17023.96,"RUB",27458,"RUB",19220.599999999999,"RUB",18671.439999999999,"RUB",18396.86,"RUB",17847.7,"RUB",15101.9,"RUB",14827.32,"RUB"]
["RT-A-110/300/1400-DG-U-LB","Конвектор внутрипольный Royal Thermo ATRIUM-110/300/1400-DG-U-LB","НС-1477309","Royal Thermo","шт",27458,"RUB",17023.96,"RUB",27458,"RUB",19220.599999999999,"RUB",18671.439999999999,"RUB",18396.86,"RUB",17847.7,"RUB",15101.9,"RUB",14827.32,"RUB"]
["RT-A-110/300/1400-DG-U-NA","Конвектор внутрипольный Royal Thermo ATRIUM-110/300/1400-DG-U-NA","НС-1477310","Royal Thermo","шт",27458,"RUB",17023.96,"RUB",27458,"RUB",19220.599999999999,"RUB",18671.439999999999,"RUB",18396.86,"RUB",17847.7,"RUB",15101.9,"RUB",14827.32,"RUB"]
["RT-A-110/300/1600-DG-U-AU","Конвектор внутрипольный Royal Thermo ATRIUM-110/300/1600-DG-U-AU","НС-1493084","Royal Thermo","шт",30924,"RUB",19172.88,"RUB",30924,"RUB",21646.799999999999,"RUB",21028.32,"RUB",20719.080000000002,"RUB",20100.599999999999,"RUB",17008.2,"RUB",16698.96,"RUB"]
["RT-A-110/300/1600-DG-U-BL","Конвектор внутрипольный Royal Thermo ATRIUM-110/300/1600-DG-U-BL","НС-1493351","Royal Thermo","шт",30924,"RUB",19172.88,"RUB",30924,"RUB",21646.799999999999,"RUB",21028.32,"RUB",20719.080000000002,"RUB",20100.599999999999,"RUB",17008.2,"RUB",16698.96,"RUB"]
["RT-A-110/300/1600-DG-U-DB","Конвектор внутрипольный Royal Thermo ATRIUM-110/300/1600-DG-U-DB","НС-1477311","Royal Thermo","шт",30924,"RUB",19172.88,"RUB",30924,"RUB",21646.799999999999,"RUB",21028.32,"RUB",20719.080000000002,"RUB",20100.599999999999,"RUB",17008.2,"RUB",16698.96,"RUB"]
["RT-A-110/300/1600-DG-U-LB","Конвектор внутрипольный Royal Thermo ATRIUM-110/300/1600-DG-U-LB","НС-1477312","Royal Thermo","шт",30924,"RUB",19172.88,"RUB",30924,"RUB",21646.799999999999,"RUB",21028.32,"RUB",20719.080000000002,"RUB",20100.599999999999,"RUB",17008.2,"RUB",16698.96,"RUB"]
["RT-A-110/300/1600-DG-U-NA","Конвектор внутрипольный Royal Thermo ATRIUM-110/300/1600-DG-U-NA","НС-1477313","Royal Thermo","шт",30924,"RUB",19172.88,"RUB",30924,"RUB",21646.799999999999,"RUB",21028.32,"RUB",20719.080000000002,"RUB",20100.599999999999,"RUB",17008.2,"RUB",16698.96,"RUB"]
["RT-A-110/300/1800-DG-U-AU","Конвектор внутрипольный Royal Thermo ATRIUM-110/300/1800-DG-U-AU","НС-1493085","Royal Thermo","шт",34202,"RUB",21205.24,"RUB",34202,"RUB",23941.4,"RUB",23257.360000000001,"RUB",22915.34,"RUB",22231.3,"RUB",18811.099999999999,"RUB",18469.080000000002,"RUB"]
["RT-A-110/300/1800-DG-U-BL","Конвектор внутрипольный Royal Thermo ATRIUM-110/300/1800-DG-U-BL","НС-1493352","Royal Thermo","шт",34202,"RUB",21205.24,"RUB",34202,"RUB",23941.4,"RUB",23257.360000000001,"RUB",22915.34,"RUB",22231.3,"RUB",18811.099999999999,"RUB",18469.080000000002,"RUB"]
["RT-A-110/300/1800-DG-U-DB","Конвектор внутрипольный Royal Thermo ATRIUM-110/300/1800-DG-U-DB","НС-1477314","Royal Thermo","шт",34202,"RUB",21205.24,"RUB",34202,"RUB",23941.4,"RUB",23257.360000000001,"RUB",22915.34,"RUB",22231.3,"RUB",18811.099999999999,"RUB",18469.080000000002,"RUB"]
["RT-A-110/300/1800-DG-U-LB","Конвектор внутрипольный Royal Thermo ATRIUM-110/300/1800-DG-U-LB","НС-1477315","Royal Thermo","шт",34202,"RUB",21205.24,"RUB",34202,"RUB",23941.4,"RUB",23257.360000000001,"RUB",22915.34,"RUB",22231.3,"RUB",18811.099999999999,"RUB",18469.080000000002,"RUB"]
["RT-A-110/300/1800-DG-U-NA","Конвектор внутрипольный Royal Thermo ATRIUM-110/300/1800-DG-U-NA","НС-1477316","Royal Thermo","шт",34202,"RUB",21205.24,"RUB",34202,"RUB",23941.4,"RUB",23257.360000000001,"RUB",22915.34,"RUB",22231.3,"RUB",18811.099999999999,"RUB",18469.080000000002,"RUB"]
["RT-A-110/300/2000-DG-U-AU","Конвектор внутрипольный Royal Thermo ATRIUM-110/300/2000-DG-U-AU","НС-1493086","Royal Thermo","шт",37513,"RUB",23258.06,"RUB",37513,"RUB",26259.1,"RUB",25508.84,"RUB",25133.71,"RUB",24383.45,"RUB",20632.150000000001,"RUB",20257.02,"RUB"]
["RT-A-110/300/2000-DG-U-BL","Конвектор внутрипольный Royal Thermo ATRIUM-110/300/2000-DG-U-BL","НС-1493353","Royal Thermo","шт",37513,"RUB",23258.06,"RUB",37513,"RUB",26259.1,"RUB",25508.84,"RUB",25133.71,"RUB",24383.45,"RUB",20632.150000000001,"RUB",20257.02,"RUB"]
["RT-A-110/300/2000-DG-U-DB","Конвектор внутрипольный Royal Thermo ATRIUM-110/300/2000-DG-U-DB","НС-1477317","Royal Thermo","шт",37513,"RUB",23258.06,"RUB",37513,"RUB",26259.1,"RUB",25508.84,"RUB",25133.71,"RUB",24383.45,"RUB",20632.150000000001,"RUB",20257.02,"RUB"]
["RT-A-110/300/2000-DG-U-LB","Конвектор внутрипольный Royal Thermo ATRIUM-110/300/2000-DG-U-LB","НС-1477318","Royal Thermo","шт",37513,"RUB",23258.06,"RUB",37513,"RUB",26259.1,"RUB",25508.84,"RUB",25133.71,"RUB",24383.45,"RUB",20632.150000000001,"RUB",20257.02,"RUB"]
["RT-A-110/300/2000-DG-U-NA","Конвектор внутрипольный Royal Thermo ATRIUM-110/300/2000-DG-U-NA","НС-1477319","Royal Thermo","шт",37513,"RUB",23258.06,"RUB",37513,"RUB",26259.1,"RUB",25508.84,"RUB",25133.71,"RUB",24383.45,"RUB",20632.150000000001,"RUB",20257.02,"RUB"]
["RT-A-110/300/2200-DG-U-AU","Конвектор внутрипольный Royal Thermo ATRIUM-110/300/2200-DG-U-AU","НС-1493087","Royal Thermo","шт",40711,"RUB",25240.82,"RUB",40711,"RUB",28497.7,"RUB",27683.48,"RUB",27276.37,"RUB",26462.15,"RUB",22391.05,"RUB",21983.94,"RUB"]
["RT-A-110/300/2200-DG-U-BL","Конвектор внутрипольный Royal Thermo ATRIUM-110/300/2200-DG-U-BL","НС-1493354","Royal Thermo","шт",40711,"RUB",25240.82,"RUB",40711,"RUB",28497.7,"RUB",27683.48,"RUB",27276.37,"RUB",26462.15,"RUB",22391.05,"RUB",21983.94,"RUB"]
["RT-A-110/300/2200-DG-U-DB","Конвектор внутрипольный Royal Thermo ATRIUM-110/300/2200-DG-U-DB","НС-1477320","Royal Thermo","шт",40711,"RUB",25240.82,"RUB",40711,"RUB",28497.7,"RUB",27683.48,"RUB",27276.37,"RUB",26462.15,"RUB",22391.05,"RUB",21983.94,"RUB"]
["RT-A-110/300/2200-DG-U-LB","Конвектор внутрипольный Royal Thermo ATRIUM-110/300/2200-DG-U-LB","НС-1477321","Royal Thermo","шт",40711,"RUB",25240.82,"RUB",40711,"RUB",28497.7,"RUB",27683.48,"RUB",27276.37,"RUB",26462.15,"RUB",22391.05,"RUB",21983.94,"RUB"]
["RT-A-110/300/2200-DG-U-NA","Конвектор внутрипольный Royal Thermo ATRIUM-110/300/2200-DG-U-NA","НС-1477322","Royal Thermo","шт",40711,"RUB",25240.82,"RUB",40711,"RUB",28497.7,"RUB",27683.48,"RUB",27276.37,"RUB",26462.15,"RUB",22391.05,"RUB",21983.94,"RUB"]
["RT-A-110/300/2400-DG-U-AU","Конвектор внутрипольный Royal Thermo ATRIUM-110/300/2400-DG-U-AU","НС-1493088","Royal Thermo","шт",44038,"RUB",27303.56,"RUB",44038,"RUB",30826.6,"RUB",29945.84,"RUB",29505.46,"RUB",28624.7,"RUB",24220.9,"RUB",23780.52,"RUB"]
["RT-A-110/300/2400-DG-U-BL","Конвектор внутрипольный Royal Thermo ATRIUM-110/300/2400-DG-U-BL","НС-1493355","Royal Thermo","шт",44038,"RUB",27303.56,"RUB",44038,"RUB",30826.6,"RUB",29945.84,"RUB",29505.46,"RUB",28624.7,"RUB",24220.9,"RUB",23780.52,"RUB"]
["RT-A-110/300/2400-DG-U-DB","Конвектор внутрипольный Royal Thermo ATRIUM-110/300/2400-DG-U-DB","НС-1477323","Royal Thermo","шт",44038,"RUB",27303.56,"RUB",44038,"RUB",30826.6,"RUB",29945.84,"RUB",29505.46,"RUB",28624.7,"RUB",24220.9,"RUB",23780.52,"RUB"]
["RT-A-110/300/2400-DG-U-LB","Конвектор внутрипольный Royal Thermo ATRIUM-110/300/2400-DG-U-LB","НС-1477324","Royal Thermo","шт",44038,"RUB",27303.56,"RUB",44038,"RUB",30826.6,"RUB",29945.84,"RUB",29505.46,"RUB",28624.7,"RUB",24220.9,"RUB",23780.52,"RUB"]
["RT-A-110/300/2400-DG-U-NA","Конвектор внутрипольный Royal Thermo ATRIUM-110/300/2400-DG-U-NA","НС-1477325","Royal Thermo","шт",44038,"RUB",27303.56,"RUB",44038,"RUB",30826.6,"RUB",29945.84,"RUB",29505.46,"RUB",28624.7,"RUB",24220.9,"RUB",23780.52,"RUB"]
["RT-A-110/300/2600-DG-U-AU","Конвектор внутрипольный Royal Thermo ATRIUM-110/300/2600-DG-U-AU","НС-1493089","Royal Thermo","шт",47232,"RUB",29283.84,"RUB",47232,"RUB",33062.400000000001,"RUB",32117.759999999998,"RUB",31645.439999999999,"RUB",30700.799999999999,"RUB",25977.599999999999,"RUB",25505.279999999999,"RUB"]
["RT-A-110/300/2600-DG-U-BL","Конвектор внутрипольный Royal Thermo ATRIUM-110/300/2600-DG-U-BL","НС-1493356","Royal Thermo","шт",47232,"RUB",29283.84,"RUB",47232,"RUB",33062.400000000001,"RUB",32117.759999999998,"RUB",31645.439999999999,"RUB",30700.799999999999,"RUB",25977.599999999999,"RUB",25505.279999999999,"RUB"]
["RT-A-110/300/2600-DG-U-DB","Конвектор внутрипольный Royal Thermo ATRIUM-110/300/2600-DG-U-DB","НС-1477326","Royal Thermo","шт",47232,"RUB",29283.84,"RUB",47232,"RUB",33062.400000000001,"RUB",32117.759999999998,"RUB",31645.439999999999,"RUB",30700.799999999999,"RUB",25977.599999999999,"RUB",25505.279999999999,"RUB"]
["RT-A-110/300/2600-DG-U-LB","Конвектор внутрипольный Royal Thermo ATRIUM-110/300/2600-DG-U-LB","НС-1477327","Royal Thermo","шт",47232,"RUB",29283.84,"RUB",47232,"RUB",33062.400000000001,"RUB",32117.759999999998,"RUB",31645.439999999999,"RUB",30700.799999999999,"RUB",25977.599999999999,"RUB",25505.279999999999,"RUB"]
["RT-A-110/300/2600-DG-U-NA","Конвектор внутрипольный Royal Thermo ATRIUM-110/300/2600-DG-U-NA","НС-1477328","Royal Thermo","шт",47232,"RUB",29283.84,"RUB",47232,"RUB",33062.400000000001,"RUB",32117.759999999998,"RUB",31645.439999999999,"RUB",30700.799999999999,"RUB",25977.599999999999,"RUB",25505.279999999999,"RUB"]
["RT-A-110/300/2800-DG-U-AU","Конвектор внутрипольный Royal Thermo ATRIUM-110/300/2800-DG-U-AU","НС-1493090","Royal Thermo","шт",51341,"RUB",31831.42,"RUB",51341,"RUB",35938.699999999997,"RUB",34911.879999999997,"RUB",34398.47,"RUB",33371.65,"RUB",28237.55,"RUB",27724.14,"RUB"]
["RT-A-110/300/2800-DG-U-BL","Конвектор внутрипольный Royal Thermo ATRIUM-110/300/2800-DG-U-BL","НС-1493357","Royal Thermo","шт",51341,"RUB",31831.42,"RUB",51341,"RUB",35938.699999999997,"RUB",34911.879999999997,"RUB",34398.47,"RUB",33371.65,"RUB",28237.55,"RUB",27724.14,"RUB"]
["RT-A-110/300/2800-DG-U-DB","Конвектор внутрипольный Royal Thermo ATRIUM-110/300/2800-DG-U-DB","НС-1477329","Royal Thermo","шт",51341,"RUB",31831.42,"RUB",51341,"RUB",35938.699999999997,"RUB",34911.879999999997,"RUB",34398.47,"RUB",33371.65,"RUB",28237.55,"RUB",27724.14,"RUB"]
["RT-A-110/300/2800-DG-U-LB","Конвектор внутрипольный Royal Thermo ATRIUM-110/300/2800-DG-U-LB","НС-1477330","Royal Thermo","шт",51341,"RUB",31831.42,"RUB",51341,"RUB",35938.699999999997,"RUB",34911.879999999997,"RUB",34398.47,"RUB",33371.65,"RUB",28237.55,"RUB",27724.14,"RUB"]
["RT-A-110/300/2800-DG-U-NA","Конвектор внутрипольный Royal Thermo ATRIUM-110/300/2800-DG-U-NA","НС-1477331","Royal Thermo","шт",51341,"RUB",31831.42,"RUB",51341,"RUB",35938.699999999997,"RUB",34911.879999999997,"RUB",34398.47,"RUB",33371.65,"RUB",28237.55,"RUB",27724.14,"RUB"]
["RT-A-110/300/3000-DG-U-AU","Конвектор внутрипольный Royal Thermo ATRIUM-110/300/3000-DG-U-AU","НС-1493091","Royal Thermo","шт",54723,"RUB",33928.26,"RUB",54723,"RUB",38306.1,"RUB",37211.64,"RUB",36664.410000000003,"RUB",35569.949999999997,"RUB",30097.65,"RUB",29550.42,"RUB"]
["RT-A-110/300/3000-DG-U-BL","Конвектор внутрипольный Royal Thermo ATRIUM-110/300/3000-DG-U-BL","НС-1493358","Royal Thermo","шт",54723,"RUB",33928.26,"RUB",54723,"RUB",38306.1,"RUB",37211.64,"RUB",36664.410000000003,"RUB",35569.949999999997,"RUB",30097.65,"RUB",29550.42,"RUB"]
["RT-A-110/300/3000-DG-U-DB","Конвектор внутрипольный Royal Thermo ATRIUM-110/300/3000-DG-U-DB","НС-1477332","Royal Thermo","шт",54723,"RUB",33928.26,"RUB",54723,"RUB",38306.1,"RUB",37211.64,"RUB",36664.410000000003,"RUB",35569.949999999997,"RUB",30097.65,"RUB",29550.42,"RUB"]
["RT-A-110/300/3000-DG-U-LB","Конвектор внутрипольный Royal Thermo ATRIUM-110/300/3000-DG-U-LB","НС-1477333","Royal Thermo","шт",54723,"RUB",33928.26,"RUB",54723,"RUB",38306.1,"RUB",37211.64,"RUB",36664.410000000003,"RUB",35569.949999999997,"RUB",30097.65,"RUB",29550.42,"RUB"]
["RT-A-110/300/3000-DG-U-NA","Конвектор внутрипольный Royal Thermo ATRIUM-110/300/3000-DG-U-NA","НС-1477334","Royal Thermo","шт",54723,"RUB",33928.26,"RUB",54723,"RUB",38306.1,"RUB",37211.64,"RUB",36664.410000000003,"RUB",35569.949999999997,"RUB",30097.65,"RUB",29550.42,"RUB"]
["RT-A-110/300/800-DG-U-AU","Конвектор внутрипольный Royal Thermo ATRIUM-110/300/800-DG-U-AU","НС-1493092","Royal Thermo","шт",17790,"RUB",11029.8,"RUB",17790,"RUB",12453,"RUB",12097.2,"RUB",11919.3,"RUB",11563.5,"RUB",9784.5,"RUB",9606.6,"RUB"]
["RT-A-110/300/800-DG-U-BL","Конвектор внутрипольный Royal Thermo ATRIUM-110/300/800-DG-U-BL","НС-1493359","Royal Thermo","шт",17790,"RUB",11029.8,"RUB",17790,"RUB",12453,"RUB",12097.2,"RUB",11919.3,"RUB",11563.5,"RUB",9784.5,"RUB",9606.6,"RUB"]
["RT-A-110/300/800-DG-U-DB","Конвектор внутрипольный Royal Thermo ATRIUM-110/300/800-DG-U-DB","НС-1477335","Royal Thermo","шт",17790,"RUB",11029.8,"RUB",17790,"RUB",12453,"RUB",12097.2,"RUB",11919.3,"RUB",11563.5,"RUB",9784.5,"RUB",9606.6,"RUB"]
["RT-A-110/300/800-DG-U-LB","Конвектор внутрипольный Royal Thermo ATRIUM-110/300/800-DG-U-LB","НС-1477336","Royal Thermo","шт",17790,"RUB",11029.8,"RUB",17790,"RUB",12453,"RUB",12097.2,"RUB",11919.3,"RUB",11563.5,"RUB",9784.5,"RUB",9606.6,"RUB"]
["RT-A-110/300/800-DG-U-NA","Конвектор внутрипольный Royal Thermo ATRIUM-110/300/800-DG-U-NA","НС-1477337","Royal Thermo","шт",17790,"RUB",11029.8,"RUB",17790,"RUB",12453,"RUB",12097.2,"RUB",11919.3,"RUB",11563.5,"RUB",9784.5,"RUB",9606.6,"RUB"]
["RT-A-110/400/1000-DG-U-AU","Конвектор внутрипольный Royal Thermo ATRIUM-110/400/1000-DG-U-AU","НС-1493094","Royal Thermo","шт",28257,"RUB",17519.34,"RUB",28257,"RUB",19779.900000000001,"RUB",19214.759999999998,"RUB",18932.189999999999,"RUB",18367.05,"RUB",15541.35,"RUB",15258.78,"RUB"]
["RT-A-110/400/1000-DG-U-BL","Конвектор внутрипольный Royal Thermo ATRIUM-110/400/1000-DG-U-BL","НС-1493361","Royal Thermo","шт",28257,"RUB",17519.34,"RUB",28257,"RUB",19779.900000000001,"RUB",19214.759999999998,"RUB",18932.189999999999,"RUB",18367.05,"RUB",15541.35,"RUB",15258.78,"RUB"]
["RT-A-110/400/1000-DG-U-DB","Конвектор внутрипольный Royal Thermo ATRIUM-110/400/1000-DG-U-DB","НС-1477341","Royal Thermo","шт",28257,"RUB",17519.34,"RUB",28257,"RUB",19779.900000000001,"RUB",19214.759999999998,"RUB",18932.189999999999,"RUB",18367.05,"RUB",15541.35,"RUB",15258.78,"RUB"]
["RT-A-110/400/1000-DG-U-LB","Конвектор внутрипольный Royal Thermo ATRIUM-110/400/1000-DG-U-LB","НС-1477342","Royal Thermo","шт",28257,"RUB",17519.34,"RUB",28257,"RUB",19779.900000000001,"RUB",19214.759999999998,"RUB",18932.189999999999,"RUB",18367.05,"RUB",15541.35,"RUB",15258.78,"RUB"]
["RT-A-110/400/1000-DG-U-NA","Конвектор внутрипольный Royal Thermo ATRIUM-110/400/1000-DG-U-NA","НС-1477343","Royal Thermo","шт",28257,"RUB",17519.34,"RUB",28257,"RUB",19779.900000000001,"RUB",19214.759999999998,"RUB",18932.189999999999,"RUB",18367.05,"RUB",15541.35,"RUB",15258.78,"RUB"]
["RT-A-110/400/1200-DG-U-AU","Конвектор внутрипольный Royal Thermo ATRIUM-110/400/1200-DG-U-AU","НС-1493095","Royal Thermo","шт",32872,"RUB",20380.64,"RUB",32872,"RUB",23010.400000000001,"RUB",22352.959999999999,"RUB",22024.240000000002,"RUB",21366.799999999999,"RUB",18079.599999999999,"RUB",17750.88,"RUB"]
["RT-A-110/400/1200-DG-U-BL","Конвектор внутрипольный Royal Thermo ATRIUM-110/400/1200-DG-U-BL","НС-1493362","Royal Thermo","шт",32872,"RUB",20380.64,"RUB",32872,"RUB",23010.400000000001,"RUB",22352.959999999999,"RUB",22024.240000000002,"RUB",21366.799999999999,"RUB",18079.599999999999,"RUB",17750.88,"RUB"]
["RT-A-110/400/1200-DG-U-DB","Конвектор внутрипольный Royal Thermo ATRIUM-110/400/1200-DG-U-DB","НС-1477344","Royal Thermo","шт",32872,"RUB",20380.64,"RUB",32872,"RUB",23010.400000000001,"RUB",22352.959999999999,"RUB",22024.240000000002,"RUB",21366.799999999999,"RUB",18079.599999999999,"RUB",17750.88,"RUB"]
["RT-A-110/400/1200-DG-U-LB","Конвектор внутрипольный Royal Thermo ATRIUM-110/400/1200-DG-U-LB","НС-1477345","Royal Thermo","шт",32872,"RUB",20380.64,"RUB",32872,"RUB",23010.400000000001,"RUB",22352.959999999999,"RUB",22024.240000000002,"RUB",21366.799999999999,"RUB",18079.599999999999,"RUB",17750.88,"RUB"]
["RT-A-110/400/1200-DG-U-NA","Конвектор внутрипольный Royal Thermo ATRIUM-110/400/1200-DG-U-NA","НС-1477346","Royal Thermo","шт",32872,"RUB",20380.64,"RUB",32872,"RUB",23010.400000000001,"RUB",22352.959999999999,"RUB",22024.240000000002,"RUB",21366.799999999999,"RUB",18079.599999999999,"RUB",17750.88,"RUB"]
["RT-A-110/400/1400-DG-U-AU","Конвектор внутрипольный Royal Thermo ATRIUM-110/400/1400-DG-U-AU","НС-1493096","Royal Thermo","шт",37572,"RUB",23294.639999999999,"RUB",37572,"RUB",26300.400000000001,"RUB",25548.959999999999,"RUB",25173.24,"RUB",24421.8,"RUB",20664.599999999999,"RUB",20288.88,"RUB"]
["RT-A-110/400/1400-DG-U-BL","Конвектор внутрипольный Royal Thermo ATRIUM-110/400/1400-DG-U-BL","НС-1493363","Royal Thermo","шт",37572,"RUB",23294.639999999999,"RUB",37572,"RUB",26300.400000000001,"RUB",25548.959999999999,"RUB",25173.24,"RUB",24421.8,"RUB",20664.599999999999,"RUB",20288.88,"RUB"]
["RT-A-110/400/1400-DG-U-DB","Конвектор внутрипольный Royal Thermo ATRIUM-110/400/1400-DG-U-DB","НС-1477347","Royal Thermo","шт",37572,"RUB",23294.639999999999,"RUB",37572,"RUB",26300.400000000001,"RUB",25548.959999999999,"RUB",25173.24,"RUB",24421.8,"RUB",20664.599999999999,"RUB",20288.88,"RUB"]
["RT-A-110/400/1400-DG-U-LB","Конвектор внутрипольный Royal Thermo ATRIUM-110/400/1400-DG-U-LB","НС-1477348","Royal Thermo","шт",37572,"RUB",23294.639999999999,"RUB",37572,"RUB",26300.400000000001,"RUB",25548.959999999999,"RUB",25173.24,"RUB",24421.8,"RUB",20664.599999999999,"RUB",20288.88,"RUB"]
["RT-A-110/400/1400-DG-U-NA","Конвектор внутрипольный Royal Thermo ATRIUM-110/400/1400-DG-U-NA","НС-1477349","Royal Thermo","шт",37572,"RUB",23294.639999999999,"RUB",37572,"RUB",26300.400000000001,"RUB",25548.959999999999,"RUB",25173.24,"RUB",24421.8,"RUB",20664.599999999999,"RUB",20288.88,"RUB"]
["RT-A-110/400/1600-DG-U-AU","Конвектор внутрипольный Royal Thermo ATRIUM-110/400/1600-DG-U-AU","НС-1493097","Royal Thermo","шт",42437,"RUB",26310.94,"RUB",42437,"RUB",29705.9,"RUB",28857.16,"RUB",28432.79,"RUB",27584.05,"RUB",23340.35,"RUB",22915.98,"RUB"]
["RT-A-110/400/1600-DG-U-BL","Конвектор внутрипольный Royal Thermo ATRIUM-110/400/1600-DG-U-BL","НС-1493364","Royal Thermo","шт",42437,"RUB",26310.94,"RUB",42437,"RUB",29705.9,"RUB",28857.16,"RUB",28432.79,"RUB",27584.05,"RUB",23340.35,"RUB",22915.98,"RUB"]
["RT-A-110/400/1600-DG-U-DB","Конвектор внутрипольный Royal Thermo ATRIUM-110/400/1600-DG-U-DB","НС-1477350","Royal Thermo","шт",42437,"RUB",26310.94,"RUB",42437,"RUB",29705.9,"RUB",28857.16,"RUB",28432.79,"RUB",27584.05,"RUB",23340.35,"RUB",22915.98,"RUB"]
["RT-A-110/400/1600-DG-U-LB","Конвектор внутрипольный Royal Thermo ATRIUM-110/400/1600-DG-U-LB","НС-1477351","Royal Thermo","шт",42437,"RUB",26310.94,"RUB",42437,"RUB",29705.9,"RUB",28857.16,"RUB",28432.79,"RUB",27584.05,"RUB",23340.35,"RUB",22915.98,"RUB"]
["RT-A-110/400/1600-DG-U-NA","Конвектор внутрипольный Royal Thermo ATRIUM-110/400/1600-DG-U-NA","НС-1477352","Royal Thermo","шт",42437,"RUB",26310.94,"RUB",42437,"RUB",29705.9,"RUB",28857.16,"RUB",28432.79,"RUB",27584.05,"RUB",23340.35,"RUB",22915.98,"RUB"]
["RT-A-110/400/1800-DG-U-AU","Конвектор внутрипольный Royal Thermo ATRIUM-110/400/1800-DG-U-AU","НС-1493098","Royal Thermo","шт",47109,"RUB",29207.58,"RUB",47109,"RUB",32976.300000000003,"RUB",32034.12,"RUB",31563.03,"RUB",30620.85,"RUB",25909.95,"RUB",25438.86,"RUB"]
["RT-A-110/400/1800-DG-U-BL","Конвектор внутрипольный Royal Thermo ATRIUM-110/400/1800-DG-U-BL","НС-1493365","Royal Thermo","шт",47109,"RUB",29207.58,"RUB",47109,"RUB",32976.300000000003,"RUB",32034.12,"RUB",31563.03,"RUB",30620.85,"RUB",25909.95,"RUB",25438.86,"RUB"]
["RT-A-110/400/1800-DG-U-DB","Конвектор внутрипольный Royal Thermo ATRIUM-110/400/1800-DG-U-DB","НС-1477353","Royal Thermo","шт",47109,"RUB",29207.58,"RUB",47109,"RUB",32976.300000000003,"RUB",32034.12,"RUB",31563.03,"RUB",30620.85,"RUB",25909.95,"RUB",25438.86,"RUB"]
["RT-A-110/400/1800-DG-U-LB","Конвектор внутрипольный Royal Thermo ATRIUM-110/400/1800-DG-U-LB","НС-1477354","Royal Thermo","шт",47109,"RUB",29207.58,"RUB",47109,"RUB",32976.300000000003,"RUB",32034.12,"RUB",31563.03,"RUB",30620.85,"RUB",25909.95,"RUB",25438.86,"RUB"]
["RT-A-110/400/1800-DG-U-NA","Конвектор внутрипольный Royal Thermo ATRIUM-110/400/1800-DG-U-NA","НС-1477355","Royal Thermo","шт",47109,"RUB",29207.58,"RUB",47109,"RUB",32976.300000000003,"RUB",32034.12,"RUB",31563.03,"RUB",30620.85,"RUB",25909.95,"RUB",25438.86,"RUB"]
["RT-A-110/400/2000-DG-U-AU","Конвектор внутрипольный Royal Thermo ATRIUM-110/400/2000-DG-U-AU","НС-1493099","Royal Thermo","шт",51845,"RUB",32143.9,"RUB",51845,"RUB",36291.5,"RUB",35254.6,"RUB",34736.15,"RUB",33699.25,"RUB",28514.75,"RUB",27996.3,"RUB"]
["RT-A-110/400/2000-DG-U-BL","Конвектор внутрипольный Royal Thermo ATRIUM-110/400/2000-DG-U-BL","НС-1493366","Royal Thermo","шт",51845,"RUB",32143.9,"RUB",51845,"RUB",36291.5,"RUB",35254.6,"RUB",34736.15,"RUB",33699.25,"RUB",28514.75,"RUB",27996.3,"RUB"]
["RT-A-110/400/2000-DG-U-DB","Конвектор внутрипольный Royal Thermo ATRIUM-110/400/2000-DG-U-DB","НС-1477356","Royal Thermo","шт",51845,"RUB",32143.9,"RUB",51845,"RUB",36291.5,"RUB",35254.6,"RUB",34736.15,"RUB",33699.25,"RUB",28514.75,"RUB",27996.3,"RUB"]
["RT-A-110/400/2000-DG-U-LB","Конвектор внутрипольный Royal Thermo ATRIUM-110/400/2000-DG-U-LB","НС-1477357","Royal Thermo","шт",51845,"RUB",32143.9,"RUB",51845,"RUB",36291.5,"RUB",35254.6,"RUB",34736.15,"RUB",33699.25,"RUB",28514.75,"RUB",27996.3,"RUB"]
["RT-A-110/400/2000-DG-U-NA","Конвектор внутрипольный Royal Thermo ATRIUM-110/400/2000-DG-U-NA","НС-1477375","Royal Thermo","шт",51845,"RUB",32143.9,"RUB",51845,"RUB",36291.5,"RUB",35254.6,"RUB",34736.15,"RUB",33699.25,"RUB",28514.75,"RUB",27996.3,"RUB"]
["RT-A-110/400/2200-DG-U-AU","Конвектор внутрипольный Royal Thermo ATRIUM-110/400/2200-DG-U-AU","НС-1493100","Royal Thermo","шт",56444,"RUB",34995.279999999999,"RUB",56444,"RUB",39510.800000000003,"RUB",38381.919999999998,"RUB",37817.480000000003,"RUB",36688.6,"RUB",31044.2,"RUB",30479.759999999998,"RUB"]
["RT-A-110/400/2200-DG-U-BL","Конвектор внутрипольный Royal Thermo ATRIUM-110/400/2200-DG-U-BL","НС-1492240","Royal Thermo","шт",56444,"RUB",34995.279999999999,"RUB",56444,"RUB",39510.800000000003,"RUB",38381.919999999998,"RUB",37817.480000000003,"RUB",36688.6,"RUB",31044.2,"RUB",30479.759999999998,"RUB"]
["RT-A-110/400/2200-DG-U-DB","Конвектор внутрипольный Royal Thermo ATRIUM-110/400/2200-DG-U-DB","НС-1477358","Royal Thermo","шт",56444,"RUB",34995.279999999999,"RUB",56444,"RUB",39510.800000000003,"RUB",38381.919999999998,"RUB",37817.480000000003,"RUB",36688.6,"RUB",31044.2,"RUB",30479.759999999998,"RUB"]
["RT-A-110/400/2200-DG-U-LB","Конвектор внутрипольный Royal Thermo ATRIUM-110/400/2200-DG-U-LB","НС-1477359","Royal Thermo","шт",56444,"RUB",34995.279999999999,"RUB",56444,"RUB",39510.800000000003,"RUB",38381.919999999998,"RUB",37817.480000000003,"RUB",36688.6,"RUB",31044.2,"RUB",30479.759999999998,"RUB"]
["RT-A-110/400/2200-DG-U-NA","Конвектор внутрипольный Royal Thermo ATRIUM-110/400/2200-DG-U-NA","НС-1477376","Royal Thermo","шт",56444,"RUB",34995.279999999999,"RUB",56444,"RUB",39510.800000000003,"RUB",38381.919999999998,"RUB",37817.480000000003,"RUB",36688.6,"RUB",31044.2,"RUB",30479.759999999998,"RUB"]
["RT-A-110/400/2400-DG-U-AU","Конвектор внутрипольный Royal Thermo ATRIUM-110/400/2400-DG-U-AU","НС-1493101","Royal Thermo","шт",61162,"RUB",37920.44,"RUB",61162,"RUB",42813.4,"RUB",41590.160000000003,"RUB",40978.54,"RUB",39755.300000000003,"RUB",33639.1,"RUB",33027.480000000003,"RUB"]
["RT-A-110/400/2400-DG-U-BL","Конвектор внутрипольный Royal Thermo ATRIUM-110/400/2400-DG-U-BL","НС-1493367","Royal Thermo","шт",61162,"RUB",37920.44,"RUB",61162,"RUB",42813.4,"RUB",41590.160000000003,"RUB",40978.54,"RUB",39755.300000000003,"RUB",33639.1,"RUB",33027.480000000003,"RUB"]
["RT-A-110/400/2400-DG-U-DB","Конвектор внутрипольный Royal Thermo ATRIUM-110/400/2400-DG-U-DB","НС-1477360","Royal Thermo","шт",61162,"RUB",37920.44,"RUB",61162,"RUB",42813.4,"RUB",41590.160000000003,"RUB",40978.54,"RUB",39755.300000000003,"RUB",33639.1,"RUB",33027.480000000003,"RUB"]
["RT-A-110/400/2400-DG-U-LB","Конвектор внутрипольный Royal Thermo ATRIUM-110/400/2400-DG-U-LB","НС-1477361","Royal Thermo","шт",61162,"RUB",37920.44,"RUB",61162,"RUB",42813.4,"RUB",41590.160000000003,"RUB",40978.54,"RUB",39755.300000000003,"RUB",33639.1,"RUB",33027.480000000003,"RUB"]
["RT-A-110/400/2400-DG-U-NA","Конвектор внутрипольный Royal Thermo ATRIUM-110/400/2400-DG-U-NA","НС-1477377","Royal Thermo","шт",61162,"RUB",37920.44,"RUB",61162,"RUB",42813.4,"RUB",41590.160000000003,"RUB",40978.54,"RUB",39755.300000000003,"RUB",33639.1,"RUB",33027.480000000003,"RUB"]
["RT-A-110/400/2600-DG-U-AU","Конвектор внутрипольный Royal Thermo ATRIUM-110/400/2600-DG-U-AU","НС-1493102","Royal Thermo","шт",65743,"RUB",40760.660000000003,"RUB",65743,"RUB",46020.1,"RUB",44705.24,"RUB",44047.81,"RUB",42732.95,"RUB",36158.65,"RUB",35501.22,"RUB"]
["RT-A-110/400/2600-DG-U-BL","Конвектор внутрипольный Royal Thermo ATRIUM-110/400/2600-DG-U-BL","НС-1493368","Royal Thermo","шт",65743,"RUB",40760.660000000003,"RUB",65743,"RUB",46020.1,"RUB",44705.24,"RUB",44047.81,"RUB",42732.95,"RUB",36158.65,"RUB",35501.22,"RUB"]
["RT-A-110/400/2600-DG-U-DB","Конвектор внутрипольный Royal Thermo ATRIUM-110/400/2600-DG-U-DB","НС-1477362","Royal Thermo","шт",65743,"RUB",40760.660000000003,"RUB",65743,"RUB",46020.1,"RUB",44705.24,"RUB",44047.81,"RUB",42732.95,"RUB",36158.65,"RUB",35501.22,"RUB"]
["RT-A-110/400/2600-DG-U-LB","Конвектор внутрипольный Royal Thermo ATRIUM-110/400/2600-DG-U-LB","НС-1477363","Royal Thermo","шт",65743,"RUB",40760.660000000003,"RUB",65743,"RUB",46020.1,"RUB",44705.24,"RUB",44047.81,"RUB",42732.95,"RUB",36158.65,"RUB",35501.22,"RUB"]
["RT-A-110/400/2600-DG-U-NA","Конвектор внутрипольный Royal Thermo ATRIUM-110/400/2600-DG-U-NA","НС-1477378","Royal Thermo","шт",65743,"RUB",40760.660000000003,"RUB",65743,"RUB",46020.1,"RUB",44705.24,"RUB",44047.81,"RUB",42732.95,"RUB",36158.65,"RUB",35501.22,"RUB"]
["RT-A-110/400/2800-DG-U-AU","Конвектор внутрипольный Royal Thermo ATRIUM-110/400/2800-DG-U-AU","НС-1493103","Royal Thermo","шт",73027,"RUB",45276.74,"RUB",73027,"RUB",51118.9,"RUB",49658.36,"RUB",48928.09,"RUB",47467.55,"RUB",40164.85,"RUB",39434.58,"RUB"]
["RT-A-110/400/2800-DG-U-BL","Конвектор внутрипольный Royal Thermo ATRIUM-110/400/2800-DG-U-BL","НС-1493369","Royal Thermo","шт",73027,"RUB",45276.74,"RUB",73027,"RUB",51118.9,"RUB",49658.36,"RUB",48928.09,"RUB",47467.55,"RUB",40164.85,"RUB",39434.58,"RUB"]
["RT-A-110/400/2800-DG-U-DB","Конвектор внутрипольный Royal Thermo ATRIUM-110/400/2800-DG-U-DB","НС-1477364","Royal Thermo","шт",73027,"RUB",45276.74,"RUB",73027,"RUB",51118.9,"RUB",49658.36,"RUB",48928.09,"RUB",47467.55,"RUB",40164.85,"RUB",39434.58,"RUB"]
["RT-A-110/400/2800-DG-U-LB","Конвектор внутрипольный Royal Thermo ATRIUM-110/400/2800-DG-U-LB","НС-1477365","Royal Thermo","шт",73027,"RUB",45276.74,"RUB",73027,"RUB",51118.9,"RUB",49658.36,"RUB",48928.09,"RUB",47467.55,"RUB",40164.85,"RUB",39434.58,"RUB"]
["RT-A-110/400/2800-DG-U-NA","Конвектор внутрипольный Royal Thermo ATRIUM-110/400/2800-DG-U-NA","НС-1477379","Royal Thermo","шт",73027,"RUB",45276.74,"RUB",73027,"RUB",51118.9,"RUB",49658.36,"RUB",48928.09,"RUB",47467.55,"RUB",40164.85,"RUB",39434.58,"RUB"]
["RT-A-110/400/3000-DG-U-AU","Конвектор внутрипольный Royal Thermo ATRIUM-110/400/3000-DG-U-AU","НС-1493104","Royal Thermo","шт",77865,"RUB",48276.3,"RUB",77865,"RUB",54505.5,"RUB",52948.2,"RUB",52169.55,"RUB",50612.25,"RUB",42825.75,"RUB",42047.1,"RUB"]
["RT-A-110/400/3000-DG-U-BL","Конвектор внутрипольный Royal Thermo ATRIUM-110/400/3000-DG-U-BL","НС-1493370","Royal Thermo","шт",77865,"RUB",48276.3,"RUB",77865,"RUB",54505.5,"RUB",52948.2,"RUB",52169.55,"RUB",50612.25,"RUB",42825.75,"RUB",42047.1,"RUB"]
["RT-A-110/400/3000-DG-U-DB","Конвектор внутрипольный Royal Thermo ATRIUM-110/400/3000-DG-U-DB","НС-1477366","Royal Thermo","шт",77865,"RUB",48276.3,"RUB",77865,"RUB",54505.5,"RUB",52948.2,"RUB",52169.55,"RUB",50612.25,"RUB",42825.75,"RUB",42047.1,"RUB"]
["RT-A-110/400/3000-DG-U-LB","Конвектор внутрипольный Royal Thermo ATRIUM-110/400/3000-DG-U-LB","НС-1477367","Royal Thermo","шт",77865,"RUB",48276.3,"RUB",77865,"RUB",54505.5,"RUB",52948.2,"RUB",52169.55,"RUB",50612.25,"RUB",42825.75,"RUB",42047.1,"RUB"]
["RT-A-110/400/3000-DG-U-NA","Конвектор внутрипольный Royal Thermo ATRIUM-110/400/3000-DG-U-NA","НС-1477368","Royal Thermo","шт",77865,"RUB",48276.3,"RUB",77865,"RUB",54505.5,"RUB",52948.2,"RUB",52169.55,"RUB",50612.25,"RUB",42825.75,"RUB",42047.1,"RUB"]
["RT-A-110/400/800-DG-U-AU","Конвектор внутрипольный Royal Thermo ATRIUM-110/400/800-DG-U-AU","НС-1493105","Royal Thermo","шт",23690,"RUB",14687.8,"RUB",23690,"RUB",16583,"RUB",16109.2,"RUB",15872.3,"RUB",15398.5,"RUB",13029.5,"RUB",12792.6,"RUB"]
["RT-A-110/400/800-DG-U-BL","Конвектор внутрипольный Royal Thermo ATRIUM-110/400/800-DG-U-BL","НС-1493371","Royal Thermo","шт",23690,"RUB",14687.8,"RUB",23690,"RUB",16583,"RUB",16109.2,"RUB",15872.3,"RUB",15398.5,"RUB",13029.5,"RUB",12792.6,"RUB"]
["RT-A-110/400/800-DG-U-DB","Конвектор внутрипольный Royal Thermo ATRIUM-110/400/800-DG-U-DB","НС-1477369","Royal Thermo","шт",23690,"RUB",14687.8,"RUB",23690,"RUB",16583,"RUB",16109.2,"RUB",15872.3,"RUB",15398.5,"RUB",13029.5,"RUB",12792.6,"RUB"]
["RT-A-110/400/800-DG-U-LB","Конвектор внутрипольный Royal Thermo ATRIUM-110/400/800-DG-U-LB","НС-1477370","Royal Thermo","шт",23690,"RUB",14687.8,"RUB",23690,"RUB",16583,"RUB",16109.2,"RUB",15872.3,"RUB",15398.5,"RUB",13029.5,"RUB",12792.6,"RUB"]
["RT-A-110/400/800-DG-U-NA","Конвектор внутрипольный Royal Thermo ATRIUM-110/400/800-DG-U-NA","НС-1477371","Royal Thermo","шт",23690,"RUB",14687.8,"RUB",23690,"RUB",16583,"RUB",16109.2,"RUB",15872.3,"RUB",15398.5,"RUB",13029.5,"RUB",12792.6,"RUB"]
["RT-A-150/200/1000-DG-U-AU","Конвектор внутрипольный Royal Thermo ATRIUM-150/200/1000-DG-U-AU","НС-1493107","Royal Thermo","шт",21201,"RUB",13144.62,"RUB",21201,"RUB",14840.7,"RUB",14416.68,"RUB",14204.67,"RUB",13780.65,"RUB",11660.55,"RUB",11448.54,"RUB"]
["RT-A-150/200/1000-DG-U-BL","Конвектор внутрипольный Royal Thermo ATRIUM-150/200/1000-DG-U-BL","НС-1493373","Royal Thermo","шт",21201,"RUB",13144.62,"RUB",21201,"RUB",14840.7,"RUB",14416.68,"RUB",14204.67,"RUB",13780.65,"RUB",11660.55,"RUB",11448.54,"RUB"]
["RT-A-150/200/1000-DG-U-DB","Конвектор внутрипольный Royal Thermo ATRIUM-150/200/1000-DG-U-DB","НС-1477380","Royal Thermo","шт",21201,"RUB",13144.62,"RUB",21201,"RUB",14840.7,"RUB",14416.68,"RUB",14204.67,"RUB",13780.65,"RUB",11660.55,"RUB",11448.54,"RUB"]
["RT-A-150/200/1000-DG-U-LB","Конвектор внутрипольный Royal Thermo ATRIUM-150/200/1000-DG-U-LB","НС-1477381","Royal Thermo","шт",21201,"RUB",13144.62,"RUB",21201,"RUB",14840.7,"RUB",14416.68,"RUB",14204.67,"RUB",13780.65,"RUB",11660.55,"RUB",11448.54,"RUB"]
["RT-A-150/200/1000-DG-U-NA","Конвектор внутрипольный Royal Thermo ATRIUM-150/200/1000-DG-U-NA","НС-1477382","Royal Thermo","шт",21201,"RUB",13144.62,"RUB",21201,"RUB",14840.7,"RUB",14416.68,"RUB",14204.67,"RUB",13780.65,"RUB",11660.55,"RUB",11448.54,"RUB"]
["RT-A-150/200/1200-DG-U-AU","Конвектор внутрипольный Royal Thermo ATRIUM-150/200/1200-DG-U-AU","НС-1493108","Royal Thermo","шт",24367,"RUB",15107.54,"RUB",24367,"RUB",17056.900000000001,"RUB",16569.560000000001,"RUB",16325.89,"RUB",15838.55,"RUB",13401.85,"RUB",13158.18,"RUB"]
["RT-A-150/200/1200-DG-U-BL","Конвектор внутрипольный Royal Thermo ATRIUM-150/200/1200-DG-U-BL","НС-1493374","Royal Thermo","шт",24367,"RUB",15107.54,"RUB",24367,"RUB",17056.900000000001,"RUB",16569.560000000001,"RUB",16325.89,"RUB",15838.55,"RUB",13401.85,"RUB",13158.18,"RUB"]
["RT-A-150/200/1200-DG-U-DB","Конвектор внутрипольный Royal Thermo ATRIUM-150/200/1200-DG-U-DB","НС-1477383","Royal Thermo","шт",24367,"RUB",15107.54,"RUB",24367,"RUB",17056.900000000001,"RUB",16569.560000000001,"RUB",16325.89,"RUB",15838.55,"RUB",13401.85,"RUB",13158.18,"RUB"]
["RT-A-150/200/1200-DG-U-LB","Конвектор внутрипольный Royal Thermo ATRIUM-150/200/1200-DG-U-LB","НС-1477384","Royal Thermo","шт",24367,"RUB",15107.54,"RUB",24367,"RUB",17056.900000000001,"RUB",16569.560000000001,"RUB",16325.89,"RUB",15838.55,"RUB",13401.85,"RUB",13158.18,"RUB"]
["RT-A-150/200/1200-DG-U-NA","Конвектор внутрипольный Royal Thermo ATRIUM-150/200/1200-DG-U-NA","НС-1477385","Royal Thermo","шт",24367,"RUB",15107.54,"RUB",24367,"RUB",17056.900000000001,"RUB",16569.560000000001,"RUB",16325.89,"RUB",15838.55,"RUB",13401.85,"RUB",13158.18,"RUB"]
["RT-A-150/200/1400-DG-U-AU","Конвектор внутрипольный Royal Thermo ATRIUM-150/200/1400-DG-U-AU","НС-1493109","Royal Thermo","шт",27585,"RUB",17102.7,"RUB",27585,"RUB",19309.5,"RUB",18757.8,"RUB",18481.95,"RUB",17930.25,"RUB",15171.75,"RUB",14895.9,"RUB"]
["RT-A-150/200/1400-DG-U-BL","Конвектор внутрипольный Royal Thermo ATRIUM-150/200/1400-DG-U-BL","НС-1493375","Royal Thermo","шт",27585,"RUB",17102.7,"RUB",27585,"RUB",19309.5,"RUB",18757.8,"RUB",18481.95,"RUB",17930.25,"RUB",15171.75,"RUB",14895.9,"RUB"]
["RT-A-150/200/1400-DG-U-DB","Конвектор внутрипольный Royal Thermo ATRIUM-150/200/1400-DG-U-DB","НС-1477386","Royal Thermo","шт",27585,"RUB",17102.7,"RUB",27585,"RUB",19309.5,"RUB",18757.8,"RUB",18481.95,"RUB",17930.25,"RUB",15171.75,"RUB",14895.9,"RUB"]
["RT-A-150/200/1400-DG-U-LB","Конвектор внутрипольный Royal Thermo ATRIUM-150/200/1400-DG-U-LB","НС-1477387","Royal Thermo","шт",27585,"RUB",17102.7,"RUB",27585,"RUB",19309.5,"RUB",18757.8,"RUB",18481.95,"RUB",17930.25,"RUB",15171.75,"RUB",14895.9,"RUB"]
["RT-A-150/200/1400-DG-U-NA","Конвектор внутрипольный Royal Thermo ATRIUM-150/200/1400-DG-U-NA","НС-1477388","Royal Thermo","шт",27585,"RUB",17102.7,"RUB",27585,"RUB",19309.5,"RUB",18757.8,"RUB",18481.95,"RUB",17930.25,"RUB",15171.75,"RUB",14895.9,"RUB"]
["RT-A-150/200/1600-DG-U-AU","Конвектор внутрипольный Royal Thermo ATRIUM-150/200/1600-DG-U-AU","НС-1493110","Royal Thermo","шт",31017,"RUB",19230.54,"RUB",31017,"RUB",21711.9,"RUB",21091.56,"RUB",20781.39,"RUB",20161.05,"RUB",17059.349999999999,"RUB",16749.18,"RUB"]
["RT-A-150/200/1600-DG-U-BL","Конвектор внутрипольный Royal Thermo ATRIUM-150/200/1600-DG-U-BL","НС-1493376","Royal Thermo","шт",31017,"RUB",19230.54,"RUB",31017,"RUB",21711.9,"RUB",21091.56,"RUB",20781.39,"RUB",20161.05,"RUB",17059.349999999999,"RUB",16749.18,"RUB"]
["RT-A-150/200/1600-DG-U-DB","Конвектор внутрипольный Royal Thermo ATRIUM-150/200/1600-DG-U-DB","НС-1477389","Royal Thermo","шт",31017,"RUB",19230.54,"RUB",31017,"RUB",21711.9,"RUB",21091.56,"RUB",20781.39,"RUB",20161.05,"RUB",17059.349999999999,"RUB",16749.18,"RUB"]
["RT-A-150/200/1600-DG-U-LB","Конвектор внутрипольный Royal Thermo ATRIUM-150/200/1600-DG-U-LB","НС-1477390","Royal Thermo","шт",31017,"RUB",19230.54,"RUB",31017,"RUB",21711.9,"RUB",21091.56,"RUB",20781.39,"RUB",20161.05,"RUB",17059.349999999999,"RUB",16749.18,"RUB"]
["RT-A-150/200/1600-DG-U-NA","Конвектор внутрипольный Royal Thermo ATRIUM-150/200/1600-DG-U-NA","НС-1477391","Royal Thermo","шт",31017,"RUB",19230.54,"RUB",31017,"RUB",21711.9,"RUB",21091.56,"RUB",20781.39,"RUB",20161.05,"RUB",17059.349999999999,"RUB",16749.18,"RUB"]
["RT-A-150/200/1800-DG-U-AU","Конвектор внутрипольный Royal Thermo ATRIUM-150/200/1800-DG-U-AU","НС-1493111","Royal Thermo","шт",34239,"RUB",21228.18,"RUB",34239,"RUB",23967.3,"RUB",23282.52,"RUB",22940.13,"RUB",22255.35,"RUB",18831.45,"RUB",18489.060000000001,"RUB"]
["RT-A-150/200/1800-DG-U-BL","Конвектор внутрипольный Royal Thermo ATRIUM-150/200/1800-DG-U-BL","НС-1493377","Royal Thermo","шт",34239,"RUB",21228.18,"RUB",34239,"RUB",23967.3,"RUB",23282.52,"RUB",22940.13,"RUB",22255.35,"RUB",18831.45,"RUB",18489.060000000001,"RUB"]
["RT-A-150/200/1800-DG-U-DB","Конвектор внутрипольный Royal Thermo ATRIUM-150/200/1800-DG-U-DB","НС-1477392","Royal Thermo","шт",34239,"RUB",21228.18,"RUB",34239,"RUB",23967.3,"RUB",23282.52,"RUB",22940.13,"RUB",22255.35,"RUB",18831.45,"RUB",18489.060000000001,"RUB"]
["RT-A-150/200/1800-DG-U-LB","Конвектор внутрипольный Royal Thermo ATRIUM-150/200/1800-DG-U-LB","НС-1477393","Royal Thermo","шт",34239,"RUB",21228.18,"RUB",34239,"RUB",23967.3,"RUB",23282.52,"RUB",22940.13,"RUB",22255.35,"RUB",18831.45,"RUB",18489.060000000001,"RUB"]
["RT-A-150/200/1800-DG-U-NA","Конвектор внутрипольный Royal Thermo ATRIUM-150/200/1800-DG-U-NA","НС-1477394","Royal Thermo","шт",34239,"RUB",21228.18,"RUB",34239,"RUB",23967.3,"RUB",23282.52,"RUB",22940.13,"RUB",22255.35,"RUB",18831.45,"RUB",18489.060000000001,"RUB"]
["RT-A-150/200/2000-DG-U-AU","Конвектор внутрипольный Royal Thermo ATRIUM-150/200/2000-DG-U-AU","НС-1493112","Royal Thermo","шт",37499,"RUB",23249.38,"RUB",37499,"RUB",26249.3,"RUB",25499.32,"RUB",25124.33,"RUB",24374.35,"RUB",20624.45,"RUB",20249.46,"RUB"]
["RT-A-150/200/2000-DG-U-BL","Конвектор внутрипольный Royal Thermo ATRIUM-150/200/2000-DG-U-BL","НС-1493378","Royal Thermo","шт",37499,"RUB",23249.38,"RUB",37499,"RUB",26249.3,"RUB",25499.32,"RUB",25124.33,"RUB",24374.35,"RUB",20624.45,"RUB",20249.46,"RUB"]
["RT-A-150/200/2000-DG-U-DB","Конвектор внутрипольный Royal Thermo ATRIUM-150/200/2000-DG-U-DB","НС-1477395","Royal Thermo","шт",37499,"RUB",23249.38,"RUB",37499,"RUB",26249.3,"RUB",25499.32,"RUB",25124.33,"RUB",24374.35,"RUB",20624.45,"RUB",20249.46,"RUB"]
["RT-A-150/200/2000-DG-U-LB","Конвектор внутрипольный Royal Thermo ATRIUM-150/200/2000-DG-U-LB","НС-1477396","Royal Thermo","шт",37499,"RUB",23249.38,"RUB",37499,"RUB",26249.3,"RUB",25499.32,"RUB",25124.33,"RUB",24374.35,"RUB",20624.45,"RUB",20249.46,"RUB"]
["RT-A-150/200/2000-DG-U-NA","Конвектор внутрипольный Royal Thermo ATRIUM-150/200/2000-DG-U-NA","НС-1477397","Royal Thermo","шт",37499,"RUB",23249.38,"RUB",37499,"RUB",26249.3,"RUB",25499.32,"RUB",25124.33,"RUB",24374.35,"RUB",20624.45,"RUB",20249.46,"RUB"]
["RT-A-150/200/2200-DG-U-AU","Конвектор внутрипольный Royal Thermo ATRIUM-150/200/2200-DG-U-AU","НС-1493113","Royal Thermo","шт",40629,"RUB",25189.98,"RUB",40629,"RUB",28440.3,"RUB",27627.72,"RUB",27221.43,"RUB",26408.85,"RUB",22345.95,"RUB",21939.66,"RUB"]
["RT-A-150/200/2200-DG-U-BL","Конвектор внутрипольный Royal Thermo ATRIUM-150/200/2200-DG-U-BL","НС-1493379","Royal Thermo","шт",40629,"RUB",25189.98,"RUB",40629,"RUB",28440.3,"RUB",27627.72,"RUB",27221.43,"RUB",26408.85,"RUB",22345.95,"RUB",21939.66,"RUB"]
["RT-A-150/200/2200-DG-U-DB","Конвектор внутрипольный Royal Thermo ATRIUM-150/200/2200-DG-U-DB","НС-1477398","Royal Thermo","шт",40629,"RUB",25189.98,"RUB",40629,"RUB",28440.3,"RUB",27627.72,"RUB",27221.43,"RUB",26408.85,"RUB",22345.95,"RUB",21939.66,"RUB"]
["RT-A-150/200/2200-DG-U-LB","Конвектор внутрипольный Royal Thermo ATRIUM-150/200/2200-DG-U-LB","НС-1477399","Royal Thermo","шт",40629,"RUB",25189.98,"RUB",40629,"RUB",28440.3,"RUB",27627.72,"RUB",27221.43,"RUB",26408.85,"RUB",22345.95,"RUB",21939.66,"RUB"]
["RT-A-150/200/2200-DG-U-NA","Конвектор внутрипольный Royal Thermo ATRIUM-150/200/2200-DG-U-NA","НС-1477400","Royal Thermo","шт",40629,"RUB",25189.98,"RUB",40629,"RUB",28440.3,"RUB",27627.72,"RUB",27221.43,"RUB",26408.85,"RUB",22345.95,"RUB",21939.66,"RUB"]
["RT-A-150/200/2400-DG-U-AU","Конвектор внутрипольный Royal Thermo ATRIUM-150/200/2400-DG-U-AU","НС-1493114","Royal Thermo","шт",43909,"RUB",27223.58,"RUB",43909,"RUB",30736.3,"RUB",29858.12,"RUB",29419.03,"RUB",28540.85,"RUB",24149.95,"RUB",23710.86,"RUB"]
["RT-A-150/200/2400-DG-U-BL","Конвектор внутрипольный Royal Thermo ATRIUM-150/200/2400-DG-U-BL","НС-1493380","Royal Thermo","шт",43909,"RUB",27223.58,"RUB",43909,"RUB",30736.3,"RUB",29858.12,"RUB",29419.03,"RUB",28540.85,"RUB",24149.95,"RUB",23710.86,"RUB"]
["RT-A-150/200/2400-DG-U-DB","Конвектор внутрипольный Royal Thermo ATRIUM-150/200/2400-DG-U-DB","НС-1477401","Royal Thermo","шт",43909,"RUB",27223.58,"RUB",43909,"RUB",30736.3,"RUB",29858.12,"RUB",29419.03,"RUB",28540.85,"RUB",24149.95,"RUB",23710.86,"RUB"]
["RT-A-150/200/2400-DG-U-LB","Конвектор внутрипольный Royal Thermo ATRIUM-150/200/2400-DG-U-LB","НС-1477402","Royal Thermo","шт",43909,"RUB",27223.58,"RUB",43909,"RUB",30736.3,"RUB",29858.12,"RUB",29419.03,"RUB",28540.85,"RUB",24149.95,"RUB",23710.86,"RUB"]
["RT-A-150/200/2400-DG-U-NA","Конвектор внутрипольный Royal Thermo ATRIUM-150/200/2400-DG-U-NA","НС-1477403","Royal Thermo","шт",43909,"RUB",27223.58,"RUB",43909,"RUB",30736.3,"RUB",29858.12,"RUB",29419.03,"RUB",28540.85,"RUB",24149.95,"RUB",23710.86,"RUB"]
["RT-A-150/200/2600-DG-U-AU","Конвектор внутрипольный Royal Thermo ATRIUM-150/200/2600-DG-U-AU","НС-1493115","Royal Thermo","шт",47035,"RUB",29161.7,"RUB",47035,"RUB",32924.5,"RUB",31983.8,"RUB",31513.45,"RUB",30572.75,"RUB",25869.25,"RUB",25398.9,"RUB"]
["RT-A-150/200/2600-DG-U-BL","Конвектор внутрипольный Royal Thermo ATRIUM-150/200/2600-DG-U-BL","НС-1493381","Royal Thermo","шт",47035,"RUB",29161.7,"RUB",47035,"RUB",32924.5,"RUB",31983.8,"RUB",31513.45,"RUB",30572.75,"RUB",25869.25,"RUB",25398.9,"RUB"]
["RT-A-150/200/2600-DG-U-DB","Конвектор внутрипольный Royal Thermo ATRIUM-150/200/2600-DG-U-DB","НС-1477404","Royal Thermo","шт",47035,"RUB",29161.7,"RUB",47035,"RUB",32924.5,"RUB",31983.8,"RUB",31513.45,"RUB",30572.75,"RUB",25869.25,"RUB",25398.9,"RUB"]
["RT-A-150/200/2600-DG-U-LB","Конвектор внутрипольный Royal Thermo ATRIUM-150/200/2600-DG-U-LB","НС-1477405","Royal Thermo","шт",47035,"RUB",29161.7,"RUB",47035,"RUB",32924.5,"RUB",31983.8,"RUB",31513.45,"RUB",30572.75,"RUB",25869.25,"RUB",25398.9,"RUB"]
["RT-A-150/200/2600-DG-U-NA","Конвектор внутрипольный Royal Thermo ATRIUM-150/200/2600-DG-U-NA","НС-1477406","Royal Thermo","шт",47035,"RUB",29161.7,"RUB",47035,"RUB",32924.5,"RUB",31983.8,"RUB",31513.45,"RUB",30572.75,"RUB",25869.25,"RUB",25398.9,"RUB"]
["RT-A-150/200/2800-DG-U-AU","Конвектор внутрипольный Royal Thermo ATRIUM-150/200/2800-DG-U-AU","НС-1493116","Royal Thermo","шт",51182,"RUB",31732.84,"RUB",51182,"RUB",35827.4,"RUB",34803.760000000002,"RUB",34291.94,"RUB",33268.300000000003,"RUB",28150.1,"RUB",27638.28,"RUB"]
["RT-A-150/200/2800-DG-U-BL","Конвектор внутрипольный Royal Thermo ATRIUM-150/200/2800-DG-U-BL","НС-1493382","Royal Thermo","шт",51182,"RUB",31732.84,"RUB",51182,"RUB",35827.4,"RUB",34803.760000000002,"RUB",34291.94,"RUB",33268.300000000003,"RUB",28150.1,"RUB",27638.28,"RUB"]
["RT-A-150/200/2800-DG-U-DB","Конвектор внутрипольный Royal Thermo ATRIUM-150/200/2800-DG-U-DB","НС-1477407","Royal Thermo","шт",51182,"RUB",31732.84,"RUB",51182,"RUB",35827.4,"RUB",34803.760000000002,"RUB",34291.94,"RUB",33268.300000000003,"RUB",28150.1,"RUB",27638.28,"RUB"]
["RT-A-150/200/2800-DG-U-LB","Конвектор внутрипольный Royal Thermo ATRIUM-150/200/2800-DG-U-LB","НС-1477408","Royal Thermo","шт",51182,"RUB",31732.84,"RUB",51182,"RUB",35827.4,"RUB",34803.760000000002,"RUB",34291.94,"RUB",33268.300000000003,"RUB",28150.1,"RUB",27638.28,"RUB"]
["RT-A-150/200/2800-DG-U-NA","Конвектор внутрипольный Royal Thermo ATRIUM-150/200/2800-DG-U-NA","НС-1477409","Royal Thermo","шт",51182,"RUB",31732.84,"RUB",51182,"RUB",35827.4,"RUB",34803.760000000002,"RUB",34291.94,"RUB",33268.300000000003,"RUB",28150.1,"RUB",27638.28,"RUB"]
["RT-A-150/200/3000-DG-U-AU","Конвектор внутрипольный Royal Thermo ATRIUM-150/200/3000-DG-U-AU","НС-1493117","Royal Thermo","шт",54524,"RUB",33804.879999999997,"RUB",54524,"RUB",38166.800000000003,"RUB",37076.32,"RUB",36531.08,"RUB",35440.6,"RUB",29988.2,"RUB",29442.959999999999,"RUB"]
["RT-A-150/200/3000-DG-U-BL","Конвектор внутрипольный Royal Thermo ATRIUM-150/200/3000-DG-U-BL","НС-1493383","Royal Thermo","шт",54524,"RUB",33804.879999999997,"RUB",54524,"RUB",38166.800000000003,"RUB",37076.32,"RUB",36531.08,"RUB",35440.6,"RUB",29988.2,"RUB",29442.959999999999,"RUB"]
["RT-A-150/200/3000-DG-U-DB","Конвектор внутрипольный Royal Thermo ATRIUM-150/200/3000-DG-U-DB","НС-1477410","Royal Thermo","шт",54524,"RUB",33804.879999999997,"RUB",54524,"RUB",38166.800000000003,"RUB",37076.32,"RUB",36531.08,"RUB",35440.6,"RUB",29988.2,"RUB",29442.959999999999,"RUB"]
["RT-A-150/200/3000-DG-U-LB","Конвектор внутрипольный Royal Thermo ATRIUM-150/200/3000-DG-U-LB","НС-1477411","Royal Thermo","шт",54524,"RUB",33804.879999999997,"RUB",54524,"RUB",38166.800000000003,"RUB",37076.32,"RUB",36531.08,"RUB",35440.6,"RUB",29988.2,"RUB",29442.959999999999,"RUB"]
["RT-A-150/200/3000-DG-U-NA","Конвектор внутрипольный Royal Thermo ATRIUM-150/200/3000-DG-U-NA","НС-1477412","Royal Thermo","шт",54524,"RUB",33804.879999999997,"RUB",54524,"RUB",38166.800000000003,"RUB",37076.32,"RUB",36531.08,"RUB",35440.6,"RUB",29988.2,"RUB",29442.959999999999,"RUB"]
["RT-A-150/200/800-DG-U-AU","Конвектор внутрипольный Royal Thermo ATRIUM-150/200/800-DG-U-AU","НС-1493118","Royal Thermo","шт",18105,"RUB",11225.1,"RUB",18105,"RUB",12673.5,"RUB",12311.4,"RUB",12130.35,"RUB",11768.25,"RUB",9957.75,"RUB",9776.7000000000007,"RUB"]
["RT-A-150/200/800-DG-U-BL","Конвектор внутрипольный Royal Thermo ATRIUM-150/200/800-DG-U-BL","НС-1493384","Royal Thermo","шт",18105,"RUB",11225.1,"RUB",18105,"RUB",12673.5,"RUB",12311.4,"RUB",12130.35,"RUB",11768.25,"RUB",9957.75,"RUB",9776.7000000000007,"RUB"]
["RT-A-150/200/800-DG-U-DB","Конвектор внутрипольный Royal Thermo ATRIUM-150/200/800-DG-U-DB","НС-1477413","Royal Thermo","шт",18105,"RUB",11225.1,"RUB",18105,"RUB",12673.5,"RUB",12311.4,"RUB",12130.35,"RUB",11768.25,"RUB",9957.75,"RUB",9776.7000000000007,"RUB"]
["RT-A-150/200/800-DG-U-LB","Конвектор внутрипольный Royal Thermo ATRIUM-150/200/800-DG-U-LB","НС-1477414","Royal Thermo","шт",18105,"RUB",11225.1,"RUB",18105,"RUB",12673.5,"RUB",12311.4,"RUB",12130.35,"RUB",11768.25,"RUB",9957.75,"RUB",9776.7000000000007,"RUB"]
["RT-A-150/200/800-DG-U-NA","Конвектор внутрипольный Royal Thermo ATRIUM-150/200/800-DG-U-NA","НС-1477415","Royal Thermo","шт",18105,"RUB",11225.1,"RUB",18105,"RUB",12673.5,"RUB",12311.4,"RUB",12130.35,"RUB",11768.25,"RUB",9957.75,"RUB",9776.7000000000007,"RUB"]
["RT-A-150/250/1000-DG-U-AU","Конвектор внутрипольный Royal Thermo ATRIUM-150/250/1000-DG-U-AU","НС-1493120","Royal Thermo","шт",24303,"RUB",15067.86,"RUB",24303,"RUB",17012.099999999999,"RUB",16526.04,"RUB",16283.01,"RUB",15796.95,"RUB",13366.65,"RUB",13123.62,"RUB"]
["RT-A-150/250/1000-DG-U-BL","Конвектор внутрипольный Royal Thermo ATRIUM-150/250/1000-DG-U-BL","НС-1493386","Royal Thermo","шт",24303,"RUB",15067.86,"RUB",24303,"RUB",17012.099999999999,"RUB",16526.04,"RUB",16283.01,"RUB",15796.95,"RUB",13366.65,"RUB",13123.62,"RUB"]
["RT-A-150/250/1000-DG-U-DB","Конвектор внутрипольный Royal Thermo ATRIUM-150/250/1000-DG-U-DB","НС-1477419","Royal Thermo","шт",24303,"RUB",15067.86,"RUB",24303,"RUB",17012.099999999999,"RUB",16526.04,"RUB",16283.01,"RUB",15796.95,"RUB",13366.65,"RUB",13123.62,"RUB"]
["RT-A-150/250/1000-DG-U-LB","Конвектор внутрипольный Royal Thermo ATRIUM-150/250/1000-DG-U-LB","НС-1477420","Royal Thermo","шт",24303,"RUB",15067.86,"RUB",24303,"RUB",17012.099999999999,"RUB",16526.04,"RUB",16283.01,"RUB",15796.95,"RUB",13366.65,"RUB",13123.62,"RUB"]
["RT-A-150/250/1000-DG-U-NA","Конвектор внутрипольный Royal Thermo ATRIUM-150/250/1000-DG-U-NA","НС-1477421","Royal Thermo","шт",24303,"RUB",15067.86,"RUB",24303,"RUB",17012.099999999999,"RUB",16526.04,"RUB",16283.01,"RUB",15796.95,"RUB",13366.65,"RUB",13123.62,"RUB"]
["RT-A-150/250/1200-DG-U-AU","Конвектор внутрипольный Royal Thermo ATRIUM-150/250/1200-DG-U-AU","НС-1493121","Royal Thermo","шт",28161,"RUB",17459.82,"RUB",28161,"RUB",19712.7,"RUB",19149.48,"RUB",18867.87,"RUB",18304.650000000001,"RUB",15488.55,"RUB",15206.94,"RUB"]
["RT-A-150/250/1200-DG-U-BL","Конвектор внутрипольный Royal Thermo ATRIUM-150/250/1200-DG-U-BL","НС-1493387","Royal Thermo","шт",28161,"RUB",17459.82,"RUB",28161,"RUB",19712.7,"RUB",19149.48,"RUB",18867.87,"RUB",18304.650000000001,"RUB",15488.55,"RUB",15206.94,"RUB"]
["RT-A-150/250/1200-DG-U-DB","Конвектор внутрипольный Royal Thermo ATRIUM-150/250/1200-DG-U-DB","НС-1477422","Royal Thermo","шт",28161,"RUB",17459.82,"RUB",28161,"RUB",19712.7,"RUB",19149.48,"RUB",18867.87,"RUB",18304.650000000001,"RUB",15488.55,"RUB",15206.94,"RUB"]
["RT-A-150/250/1200-DG-U-LB","Конвектор внутрипольный Royal Thermo ATRIUM-150/250/1200-DG-U-LB","НС-1477423","Royal Thermo","шт",28161,"RUB",17459.82,"RUB",28161,"RUB",19712.7,"RUB",19149.48,"RUB",18867.87,"RUB",18304.650000000001,"RUB",15488.55,"RUB",15206.94,"RUB"]
["RT-A-150/250/1200-DG-U-NA","Конвектор внутрипольный Royal Thermo ATRIUM-150/250/1200-DG-U-NA","НС-1477424","Royal Thermo","шт",28161,"RUB",17459.82,"RUB",28161,"RUB",19712.7,"RUB",19149.48,"RUB",18867.87,"RUB",18304.650000000001,"RUB",15488.55,"RUB",15206.94,"RUB"]
["RT-A-150/250/1400-DG-U-AU","Конвектор внутрипольный Royal Thermo ATRIUM-150/250/1400-DG-U-AU","НС-1493122","Royal Thermo","шт",32167,"RUB",19943.54,"RUB",32167,"RUB",22516.9,"RUB",21873.56,"RUB",21551.89,"RUB",20908.55,"RUB",17691.849999999999,"RUB",17370.18,"RUB"]
["RT-A-150/250/1400-DG-U-BL","Конвектор внутрипольный Royal Thermo ATRIUM-150/250/1400-DG-U-BL","НС-1493388","Royal Thermo","шт",32167,"RUB",19943.54,"RUB",32167,"RUB",22516.9,"RUB",21873.56,"RUB",21551.89,"RUB",20908.55,"RUB",17691.849999999999,"RUB",17370.18,"RUB"]
["RT-A-150/250/1400-DG-U-DB","Конвектор внутрипольный Royal Thermo ATRIUM-150/250/1400-DG-U-DB","НС-1477425","Royal Thermo","шт",32167,"RUB",19943.54,"RUB",32167,"RUB",22516.9,"RUB",21873.56,"RUB",21551.89,"RUB",20908.55,"RUB",17691.849999999999,"RUB",17370.18,"RUB"]
["RT-A-150/250/1400-DG-U-LB","Конвектор внутрипольный Royal Thermo ATRIUM-150/250/1400-DG-U-LB","НС-1477426","Royal Thermo","шт",32167,"RUB",19943.54,"RUB",32167,"RUB",22516.9,"RUB",21873.56,"RUB",21551.89,"RUB",20908.55,"RUB",17691.849999999999,"RUB",17370.18,"RUB"]
["RT-A-150/250/1400-DG-U-NA","Конвектор внутрипольный Royal Thermo ATRIUM-150/250/1400-DG-U-NA","НС-1477427","Royal Thermo","шт",32167,"RUB",19943.54,"RUB",32167,"RUB",22516.9,"RUB",21873.56,"RUB",21551.89,"RUB",20908.55,"RUB",17691.849999999999,"RUB",17370.18,"RUB"]
["RT-A-150/250/1600-DG-U-AU","Конвектор внутрипольный Royal Thermo ATRIUM-150/250/1600-DG-U-AU","НС-1493123","Royal Thermo","шт",36277,"RUB",22491.74,"RUB",36277,"RUB",25393.9,"RUB",24668.36,"RUB",24305.59,"RUB",23580.05,"RUB",19952.349999999999,"RUB",19589.580000000002,"RUB"]
["RT-A-150/250/1600-DG-U-BL","Конвектор внутрипольный Royal Thermo ATRIUM-150/250/1600-DG-U-BL","НС-1493389","Royal Thermo","шт",36277,"RUB",22491.74,"RUB",36277,"RUB",25393.9,"RUB",24668.36,"RUB",24305.59,"RUB",23580.05,"RUB",19952.349999999999,"RUB",19589.580000000002,"RUB"]
["RT-A-150/250/1600-DG-U-DB","Конвектор внутрипольный Royal Thermo ATRIUM-150/250/1600-DG-U-DB","НС-1477428","Royal Thermo","шт",36277,"RUB",22491.74,"RUB",36277,"RUB",25393.9,"RUB",24668.36,"RUB",24305.59,"RUB",23580.05,"RUB",19952.349999999999,"RUB",19589.580000000002,"RUB"]
["RT-A-150/250/1600-DG-U-LB","Конвектор внутрипольный Royal Thermo ATRIUM-150/250/1600-DG-U-LB","НС-1477429","Royal Thermo","шт",36277,"RUB",22491.74,"RUB",36277,"RUB",25393.9,"RUB",24668.36,"RUB",24305.59,"RUB",23580.05,"RUB",19952.349999999999,"RUB",19589.580000000002,"RUB"]
["RT-A-150/250/1600-DG-U-NA","Конвектор внутрипольный Royal Thermo ATRIUM-150/250/1600-DG-U-NA","НС-1477430","Royal Thermo","шт",36277,"RUB",22491.74,"RUB",36277,"RUB",25393.9,"RUB",24668.36,"RUB",24305.59,"RUB",23580.05,"RUB",19952.349999999999,"RUB",19589.580000000002,"RUB"]
["RT-A-150/250/1800-DG-U-AU","Конвектор внутрипольный Royal Thermo ATRIUM-150/250/1800-DG-U-AU","НС-1493124","Royal Thermo","шт",40221,"RUB",24937.02,"RUB",40221,"RUB",28154.7,"RUB",27350.28,"RUB",26948.07,"RUB",26143.65,"RUB",22121.55,"RUB",21719.34,"RUB"]
["RT-A-150/250/1800-DG-U-BL","Конвектор внутрипольный Royal Thermo ATRIUM-150/250/1800-DG-U-BL","НС-1493390","Royal Thermo","шт",40221,"RUB",24937.02,"RUB",40221,"RUB",28154.7,"RUB",27350.28,"RUB",26948.07,"RUB",26143.65,"RUB",22121.55,"RUB",21719.34,"RUB"]
["RT-A-150/250/1800-DG-U-DB","Конвектор внутрипольный Royal Thermo ATRIUM-150/250/1800-DG-U-DB","НС-1477431","Royal Thermo","шт",40221,"RUB",24937.02,"RUB",40221,"RUB",28154.7,"RUB",27350.28,"RUB",26948.07,"RUB",26143.65,"RUB",22121.55,"RUB",21719.34,"RUB"]
["RT-A-150/250/1800-DG-U-LB","Конвектор внутрипольный Royal Thermo ATRIUM-150/250/1800-DG-U-LB","НС-1477432","Royal Thermo","шт",40221,"RUB",24937.02,"RUB",40221,"RUB",28154.7,"RUB",27350.28,"RUB",26948.07,"RUB",26143.65,"RUB",22121.55,"RUB",21719.34,"RUB"]
["RT-A-150/250/1800-DG-U-NA","Конвектор внутрипольный Royal Thermo ATRIUM-150/250/1800-DG-U-NA","НС-1477433","Royal Thermo","шт",40221,"RUB",24937.02,"RUB",40221,"RUB",28154.7,"RUB",27350.28,"RUB",26948.07,"RUB",26143.65,"RUB",22121.55,"RUB",21719.34,"RUB"]
["RT-A-150/250/2000-DG-U-AU","Конвектор внутрипольный Royal Thermo ATRIUM-150/250/2000-DG-U-AU","НС-1493125","Royal Thermo","шт",44229,"RUB",27421.98,"RUB",44229,"RUB",30960.3,"RUB",30075.72,"RUB",29633.43,"RUB",28748.85,"RUB",24325.95,"RUB",23883.66,"RUB"]
["RT-A-150/250/2000-DG-U-BL","Конвектор внутрипольный Royal Thermo ATRIUM-150/250/2000-DG-U-BL","НС-1493391","Royal Thermo","шт",44229,"RUB",27421.98,"RUB",44229,"RUB",30960.3,"RUB",30075.72,"RUB",29633.43,"RUB",28748.85,"RUB",24325.95,"RUB",23883.66,"RUB"]
["RT-A-150/250/2000-DG-U-DB","Конвектор внутрипольный Royal Thermo ATRIUM-150/250/2000-DG-U-DB","НС-1493914","Royal Thermo","шт",44229,"RUB",27421.98,"RUB",44229,"RUB",30960.3,"RUB",30075.72,"RUB",29633.43,"RUB",28748.85,"RUB",24325.95,"RUB",23883.66,"RUB"]
["RT-A-150/250/2000-DG-U-LB","Конвектор внутрипольный Royal Thermo ATRIUM-150/250/2000-DG-U-LB","НС-1477434","Royal Thermo","шт",44229,"RUB",27421.98,"RUB",44229,"RUB",30960.3,"RUB",30075.72,"RUB",29633.43,"RUB",28748.85,"RUB",24325.95,"RUB",23883.66,"RUB"]
["RT-A-150/250/2000-DG-U-NA","Конвектор внутрипольный Royal Thermo ATRIUM-150/250/2000-DG-U-NA","НС-1477435","Royal Thermo","шт",44229,"RUB",27421.98,"RUB",44229,"RUB",30960.3,"RUB",30075.72,"RUB",29633.43,"RUB",28748.85,"RUB",24325.95,"RUB",23883.66,"RUB"]
["RT-A-150/250/2200-DG-U-AU","Конвектор внутрипольный Royal Thermo ATRIUM-150/250/2200-DG-U-AU","НС-1493126","Royal Thermo","шт",48076,"RUB",29807.119999999999,"RUB",48076,"RUB",33653.199999999997,"RUB",32691.68,"RUB",32210.92,"RUB",31249.4,"RUB",26441.8,"RUB",25961.040000000001,"RUB"]
["RT-A-150/250/2200-DG-U-BL","Конвектор внутрипольный Royal Thermo ATRIUM-150/250/2200-DG-U-BL","НС-1493392","Royal Thermo","шт",48076,"RUB",29807.119999999999,"RUB",48076,"RUB",33653.199999999997,"RUB",32691.68,"RUB",32210.92,"RUB",31249.4,"RUB",26441.8,"RUB",25961.040000000001,"RUB"]
["RT-A-150/250/2200-DG-U-DB","Конвектор внутрипольный Royal Thermo ATRIUM-150/250/2200-DG-U-DB","НС-1477436","Royal Thermo","шт",48076,"RUB",29807.119999999999,"RUB",48076,"RUB",33653.199999999997,"RUB",32691.68,"RUB",32210.92,"RUB",31249.4,"RUB",26441.8,"RUB",25961.040000000001,"RUB"]
["RT-A-150/250/2200-DG-U-LB","Конвектор внутрипольный Royal Thermo ATRIUM-150/250/2200-DG-U-LB","НС-1477437","Royal Thermo","шт",48076,"RUB",29807.119999999999,"RUB",48076,"RUB",33653.199999999997,"RUB",32691.68,"RUB",32210.92,"RUB",31249.4,"RUB",26441.8,"RUB",25961.040000000001,"RUB"]
["RT-A-150/250/2200-DG-U-NA","Конвектор внутрипольный Royal Thermo ATRIUM-150/250/2200-DG-U-NA","НС-1477438","Royal Thermo","шт",48076,"RUB",29807.119999999999,"RUB",48076,"RUB",33653.199999999997,"RUB",32691.68,"RUB",32210.92,"RUB",31249.4,"RUB",26441.8,"RUB",25961.040000000001,"RUB"]
["RT-A-150/250/2400-DG-U-AU","Конвектор внутрипольный Royal Thermo ATRIUM-150/250/2400-DG-U-AU","НС-1493127","Royal Thermo","шт",52007,"RUB",32244.34,"RUB",52007,"RUB",36404.9,"RUB",35364.76,"RUB",34844.69,"RUB",33804.550000000003,"RUB",28603.85,"RUB",28083.78,"RUB"]
["RT-A-150/250/2400-DG-U-BL","Конвектор внутрипольный Royal Thermo ATRIUM-150/250/2400-DG-U-BL","НС-1493393","Royal Thermo","шт",52007,"RUB",32244.34,"RUB",52007,"RUB",36404.9,"RUB",35364.76,"RUB",34844.69,"RUB",33804.550000000003,"RUB",28603.85,"RUB",28083.78,"RUB"]
["RT-A-150/250/2400-DG-U-DB","Конвектор внутрипольный Royal Thermo ATRIUM-150/250/2400-DG-U-DB","НС-1477439","Royal Thermo","шт",52007,"RUB",32244.34,"RUB",52007,"RUB",36404.9,"RUB",35364.76,"RUB",34844.69,"RUB",33804.550000000003,"RUB",28603.85,"RUB",28083.78,"RUB"]
["RT-A-150/250/2400-DG-U-LB","Конвектор внутрипольный Royal Thermo ATRIUM-150/250/2400-DG-U-LB","НС-1477440","Royal Thermo","шт",52007,"RUB",32244.34,"RUB",52007,"RUB",36404.9,"RUB",35364.76,"RUB",34844.69,"RUB",33804.550000000003,"RUB",28603.85,"RUB",28083.78,"RUB"]
["RT-A-150/250/2400-DG-U-NA","Конвектор внутрипольный Royal Thermo ATRIUM-150/250/2400-DG-U-NA","НС-1477441","Royal Thermo","шт",52007,"RUB",32244.34,"RUB",52007,"RUB",36404.9,"RUB",35364.76,"RUB",34844.69,"RUB",33804.550000000003,"RUB",28603.85,"RUB",28083.78,"RUB"]
["RT-A-150/250/2600-DG-U-AU","Конвектор внутрипольный Royal Thermo ATRIUM-150/250/2600-DG-U-AU","НС-1493128","Royal Thermo","шт",55879,"RUB",34644.980000000003,"RUB",55879,"RUB",39115.300000000003,"RUB",37997.72,"RUB",37438.93,"RUB",36321.35,"RUB",30733.45,"RUB",30174.66,"RUB"]
["RT-A-150/250/2600-DG-U-BL","Конвектор внутрипольный Royal Thermo ATRIUM-150/250/2600-DG-U-BL","НС-1493394","Royal Thermo","шт",55879,"RUB",34644.980000000003,"RUB",55879,"RUB",39115.300000000003,"RUB",37997.72,"RUB",37438.93,"RUB",36321.35,"RUB",30733.45,"RUB",30174.66,"RUB"]
["RT-A-150/250/2600-DG-U-DB","Конвектор внутрипольный Royal Thermo ATRIUM-150/250/2600-DG-U-DB","НС-1493916","Royal Thermo","шт",55879,"RUB",34644.980000000003,"RUB",55879,"RUB",39115.300000000003,"RUB",37997.72,"RUB",37438.93,"RUB",36321.35,"RUB",30733.45,"RUB",30174.66,"RUB"]
["RT-A-150/250/2600-DG-U-LB","Конвектор внутрипольный Royal Thermo ATRIUM-150/250/2600-DG-U-LB","НС-1477442","Royal Thermo","шт",55879,"RUB",34644.980000000003,"RUB",55879,"RUB",39115.300000000003,"RUB",37997.72,"RUB",37438.93,"RUB",36321.35,"RUB",30733.45,"RUB",30174.66,"RUB"]
["RT-A-150/250/2600-DG-U-NA","Конвектор внутрипольный Royal Thermo ATRIUM-150/250/2600-DG-U-NA","НС-1477443","Royal Thermo","шт",55879,"RUB",34644.980000000003,"RUB",55879,"RUB",39115.300000000003,"RUB",37997.72,"RUB",37438.93,"RUB",36321.35,"RUB",30733.45,"RUB",30174.66,"RUB"]
["RT-A-150/250/2800-DG-U-AU","Конвектор внутрипольный Royal Thermo ATRIUM-150/250/2800-DG-U-AU","НС-1493129","Royal Thermo","шт",62035,"RUB",38461.699999999997,"RUB",62035,"RUB",43424.5,"RUB",42183.8,"RUB",41563.449999999997,"RUB",40322.75,"RUB",34119.25,"RUB",33498.9,"RUB"]
["RT-A-150/250/2800-DG-U-BL","Конвектор внутрипольный Royal Thermo ATRIUM-150/250/2800-DG-U-BL","НС-1493395","Royal Thermo","шт",62035,"RUB",38461.699999999997,"RUB",62035,"RUB",43424.5,"RUB",42183.8,"RUB",41563.449999999997,"RUB",40322.75,"RUB",34119.25,"RUB",33498.9,"RUB"]
["RT-A-150/250/2800-DG-U-DB","Конвектор внутрипольный Royal Thermo ATRIUM-150/250/2800-DG-U-DB","НС-1477444","Royal Thermo","шт",62035,"RUB",38461.699999999997,"RUB",62035,"RUB",43424.5,"RUB",42183.8,"RUB",41563.449999999997,"RUB",40322.75,"RUB",34119.25,"RUB",33498.9,"RUB"]
["RT-A-150/250/2800-DG-U-LB","Конвектор внутрипольный Royal Thermo ATRIUM-150/250/2800-DG-U-LB","НС-1477445","Royal Thermo","шт",62035,"RUB",38461.699999999997,"RUB",62035,"RUB",43424.5,"RUB",42183.8,"RUB",41563.449999999997,"RUB",40322.75,"RUB",34119.25,"RUB",33498.9,"RUB"]
["RT-A-150/250/2800-DG-U-NA","Конвектор внутрипольный Royal Thermo ATRIUM-150/250/2800-DG-U-NA","НС-1477446","Royal Thermo","шт",62035,"RUB",38461.699999999997,"RUB",62035,"RUB",43424.5,"RUB",42183.8,"RUB",41563.449999999997,"RUB",40322.75,"RUB",34119.25,"RUB",33498.9,"RUB"]
["RT-A-150/250/3000-DG-U-AU","Конвектор внутрипольный Royal Thermo ATRIUM-150/250/3000-DG-U-AU","НС-1493130","Royal Thermo","шт",66152,"RUB",41014.239999999998,"RUB",66152,"RUB",46306.400000000001,"RUB",44983.360000000001,"RUB",44321.84,"RUB",42998.8,"RUB",36383.599999999999,"RUB",35722.080000000002,"RUB"]
["RT-A-150/250/3000-DG-U-BL","Конвектор внутрипольный Royal Thermo ATRIUM-150/250/3000-DG-U-BL","НС-1493396","Royal Thermo","шт",66152,"RUB",41014.239999999998,"RUB",66152,"RUB",46306.400000000001,"RUB",44983.360000000001,"RUB",44321.84,"RUB",42998.8,"RUB",36383.599999999999,"RUB",35722.080000000002,"RUB"]
["RT-A-150/250/3000-DG-U-DB","Конвектор внутрипольный Royal Thermo ATRIUM-150/250/3000-DG-U-DB","НС-1477447","Royal Thermo","шт",66152,"RUB",41014.239999999998,"RUB",66152,"RUB",46306.400000000001,"RUB",44983.360000000001,"RUB",44321.84,"RUB",42998.8,"RUB",36383.599999999999,"RUB",35722.080000000002,"RUB"]
["RT-A-150/250/3000-DG-U-LB","Конвектор внутрипольный Royal Thermo ATRIUM-150/250/3000-DG-U-LB","НС-1477448","Royal Thermo","шт",66152,"RUB",41014.239999999998,"RUB",66152,"RUB",46306.400000000001,"RUB",44983.360000000001,"RUB",44321.84,"RUB",42998.8,"RUB",36383.599999999999,"RUB",35722.080000000002,"RUB"]
["RT-A-150/250/3000-DG-U-NA","Конвектор внутрипольный Royal Thermo ATRIUM-150/250/3000-DG-U-NA","НС-1477449","Royal Thermo","шт",66152,"RUB",41014.239999999998,"RUB",66152,"RUB",46306.400000000001,"RUB",44983.360000000001,"RUB",44321.84,"RUB",42998.8,"RUB",36383.599999999999,"RUB",35722.080000000002,"RUB"]
["RT-A-150/250/800-DG-U-AU","Конвектор внутрипольный Royal Thermo ATRIUM-150/250/800-DG-U-AU","НС-1493131","Royal Thermo","шт",20486,"RUB",12701.32,"RUB",20486,"RUB",14340.2,"RUB",13930.48,"RUB",13725.62,"RUB",13315.9,"RUB",11267.3,"RUB",11062.44,"RUB"]
["RT-A-150/250/800-DG-U-BL","Конвектор внутрипольный Royal Thermo ATRIUM-150/250/800-DG-U-BL","НС-1493397","Royal Thermo","шт",20486,"RUB",12701.32,"RUB",20486,"RUB",14340.2,"RUB",13930.48,"RUB",13725.62,"RUB",13315.9,"RUB",11267.3,"RUB",11062.44,"RUB"]
["RT-A-150/250/800-DG-U-DB","Конвектор внутрипольный Royal Thermo ATRIUM-150/250/800-DG-U-DB","НС-1477450","Royal Thermo","шт",20486,"RUB",12701.32,"RUB",20486,"RUB",14340.2,"RUB",13930.48,"RUB",13725.62,"RUB",13315.9,"RUB",11267.3,"RUB",11062.44,"RUB"]
["RT-A-150/250/800-DG-U-LB","Конвектор внутрипольный Royal Thermo ATRIUM-150/250/800-DG-U-LB","НС-1477451","Royal Thermo","шт",20486,"RUB",12701.32,"RUB",20486,"RUB",14340.2,"RUB",13930.48,"RUB",13725.62,"RUB",13315.9,"RUB",11267.3,"RUB",11062.44,"RUB"]
["RT-A-150/250/800-DG-U-NA","Конвектор внутрипольный Royal Thermo ATRIUM-150/250/800-DG-U-NA","НС-1477452","Royal Thermo","шт",20486,"RUB",12701.32,"RUB",20486,"RUB",14340.2,"RUB",13930.48,"RUB",13725.62,"RUB",13315.9,"RUB",11267.3,"RUB",11062.44,"RUB"]
["RT-A-150/300/1000-DG-U-AU","Конвектор внутрипольный Royal Thermo ATRIUM-150/300/1000-DG-U-AU","НС-1493133","Royal Thermo","шт",27683,"RUB",17163.46,"RUB",27683,"RUB",19378.099999999999,"RUB",18824.439999999999,"RUB",18547.61,"RUB",17993.95,"RUB",15225.65,"RUB",14948.82,"RUB"]
["RT-A-150/300/1000-DG-U-BL","Конвектор внутрипольный Royal Thermo ATRIUM-150/300/1000-DG-U-BL","НС-1493399","Royal Thermo","шт",27683,"RUB",17163.46,"RUB",27683,"RUB",19378.099999999999,"RUB",18824.439999999999,"RUB",18547.61,"RUB",17993.95,"RUB",15225.65,"RUB",14948.82,"RUB"]
["RT-A-150/300/1000-DG-U-DB","Конвектор внутрипольный Royal Thermo ATRIUM-150/300/1000-DG-U-DB","НС-1477456","Royal Thermo","шт",27683,"RUB",17163.46,"RUB",27683,"RUB",19378.099999999999,"RUB",18824.439999999999,"RUB",18547.61,"RUB",17993.95,"RUB",15225.65,"RUB",14948.82,"RUB"]
["RT-A-150/300/1000-DG-U-LB","Конвектор внутрипольный Royal Thermo ATRIUM-150/300/1000-DG-U-LB","НС-1477457","Royal Thermo","шт",27683,"RUB",17163.46,"RUB",27683,"RUB",19378.099999999999,"RUB",18824.439999999999,"RUB",18547.61,"RUB",17993.95,"RUB",15225.65,"RUB",14948.82,"RUB"]
["RT-A-150/300/1000-DG-U-NA","Конвектор внутрипольный Royal Thermo ATRIUM-150/300/1000-DG-U-NA","НС-1477458","Royal Thermo","шт",27683,"RUB",17163.46,"RUB",27683,"RUB",19378.099999999999,"RUB",18824.439999999999,"RUB",18547.61,"RUB",17993.95,"RUB",15225.65,"RUB",14948.82,"RUB"]
["RT-A-150/300/1200-DG-U-AU","Конвектор внутрипольный Royal Thermo ATRIUM-150/300/1200-DG-U-AU","НС-1493134","Royal Thermo","шт",32119,"RUB",19913.78,"RUB",32119,"RUB",22483.3,"RUB",21840.92,"RUB",21519.73,"RUB",20877.349999999999,"RUB",17665.45,"RUB",17344.259999999998,"RUB"]
["RT-A-150/300/1200-DG-U-BL","Конвектор внутрипольный Royal Thermo ATRIUM-150/300/1200-DG-U-BL","НС-1493400","Royal Thermo","шт",32119,"RUB",19913.78,"RUB",32119,"RUB",22483.3,"RUB",21840.92,"RUB",21519.73,"RUB",20877.349999999999,"RUB",17665.45,"RUB",17344.259999999998,"RUB"]
["RT-A-150/300/1200-DG-U-DB","Конвектор внутрипольный Royal Thermo ATRIUM-150/300/1200-DG-U-DB","НС-1477459","Royal Thermo","шт",32119,"RUB",19913.78,"RUB",32119,"RUB",22483.3,"RUB",21840.92,"RUB",21519.73,"RUB",20877.349999999999,"RUB",17665.45,"RUB",17344.259999999998,"RUB"]
["RT-A-150/300/1200-DG-U-LB","Конвектор внутрипольный Royal Thermo ATRIUM-150/300/1200-DG-U-LB","НС-1477460","Royal Thermo","шт",32119,"RUB",19913.78,"RUB",32119,"RUB",22483.3,"RUB",21840.92,"RUB",21519.73,"RUB",20877.349999999999,"RUB",17665.45,"RUB",17344.259999999998,"RUB"]
["RT-A-150/300/1200-DG-U-NA","Конвектор внутрипольный Royal Thermo ATRIUM-150/300/1200-DG-U-NA","НС-1477461","Royal Thermo","шт",32119,"RUB",19913.78,"RUB",32119,"RUB",22483.3,"RUB",21840.92,"RUB",21519.73,"RUB",20877.349999999999,"RUB",17665.45,"RUB",17344.259999999998,"RUB"]
["RT-A-150/300/1400-DG-U-AU","Конвектор внутрипольный Royal Thermo ATRIUM-150/300/1400-DG-U-AU","НС-1493135","Royal Thermo","шт",36716,"RUB",22763.919999999998,"RUB",36716,"RUB",25701.200000000001,"RUB",24966.880000000001,"RUB",24599.72,"RUB",23865.4,"RUB",20193.8,"RUB",19826.64,"RUB"]
["RT-A-150/300/1400-DG-U-BL","Конвектор внутрипольный Royal Thermo ATRIUM-150/300/1400-DG-U-BL","НС-1493401","Royal Thermo","шт",36716,"RUB",22763.919999999998,"RUB",36716,"RUB",25701.200000000001,"RUB",24966.880000000001,"RUB",24599.72,"RUB",23865.4,"RUB",20193.8,"RUB",19826.64,"RUB"]
["RT-A-150/300/1400-DG-U-DB","Конвектор внутрипольный Royal Thermo ATRIUM-150/300/1400-DG-U-DB","НС-1477462","Royal Thermo","шт",36716,"RUB",22763.919999999998,"RUB",36716,"RUB",25701.200000000001,"RUB",24966.880000000001,"RUB",24599.72,"RUB",23865.4,"RUB",20193.8,"RUB",19826.64,"RUB"]
["RT-A-150/300/1400-DG-U-LB","Конвектор внутрипольный Royal Thermo ATRIUM-150/300/1400-DG-U-LB","НС-1477463","Royal Thermo","шт",36716,"RUB",22763.919999999998,"RUB",36716,"RUB",25701.200000000001,"RUB",24966.880000000001,"RUB",24599.72,"RUB",23865.4,"RUB",20193.8,"RUB",19826.64,"RUB"]
["RT-A-150/300/1400-DG-U-NA","Конвектор внутрипольный Royal Thermo ATRIUM-150/300/1400-DG-U-NA","НС-1477464","Royal Thermo","шт",36716,"RUB",22763.919999999998,"RUB",36716,"RUB",25701.200000000001,"RUB",24966.880000000001,"RUB",24599.72,"RUB",23865.4,"RUB",20193.8,"RUB",19826.64,"RUB"]
["RT-A-150/300/1600-DG-U-AU","Конвектор внутрипольный Royal Thermo ATRIUM-150/300/1600-DG-U-AU","НС-1493136","Royal Thermo","шт",41426,"RUB",25684.12,"RUB",41426,"RUB",28998.2,"RUB",28169.68,"RUB",27755.42,"RUB",26926.9,"RUB",22784.3,"RUB",22370.04,"RUB"]
["RT-A-150/300/1600-DG-U-BL","Конвектор внутрипольный Royal Thermo ATRIUM-150/300/1600-DG-U-BL","НС-1493402","Royal Thermo","шт",41426,"RUB",25684.12,"RUB",41426,"RUB",28998.2,"RUB",28169.68,"RUB",27755.42,"RUB",26926.9,"RUB",22784.3,"RUB",22370.04,"RUB"]
["RT-A-150/300/1600-DG-U-DB","Конвектор внутрипольный Royal Thermo ATRIUM-150/300/1600-DG-U-DB","НС-1477465","Royal Thermo","шт",41426,"RUB",25684.12,"RUB",41426,"RUB",28998.2,"RUB",28169.68,"RUB",27755.42,"RUB",26926.9,"RUB",22784.3,"RUB",22370.04,"RUB"]
["RT-A-150/300/1600-DG-U-LB","Конвектор внутрипольный Royal Thermo ATRIUM-150/300/1600-DG-U-LB","НС-1477466","Royal Thermo","шт",41426,"RUB",25684.12,"RUB",41426,"RUB",28998.2,"RUB",28169.68,"RUB",27755.42,"RUB",26926.9,"RUB",22784.3,"RUB",22370.04,"RUB"]
["RT-A-150/300/1600-DG-U-NA","Конвектор внутрипольный Royal Thermo ATRIUM-150/300/1600-DG-U-NA","НС-1477467","Royal Thermo","шт",41426,"RUB",25684.12,"RUB",41426,"RUB",28998.2,"RUB",28169.68,"RUB",27755.42,"RUB",26926.9,"RUB",22784.3,"RUB",22370.04,"RUB"]
["RT-A-150/300/1800-DG-U-AU","Конвектор внутрипольный Royal Thermo ATRIUM-150/300/1800-DG-U-AU","НС-1493137","Royal Thermo","шт",45957,"RUB",28493.34,"RUB",45957,"RUB",32169.9,"RUB",31250.76,"RUB",30791.19,"RUB",29872.05,"RUB",25276.35,"RUB",24816.78,"RUB"]
["RT-A-150/300/1800-DG-U-BL","Конвектор внутрипольный Royal Thermo ATRIUM-150/300/1800-DG-U-BL","НС-1493403","Royal Thermo","шт",45957,"RUB",28493.34,"RUB",45957,"RUB",32169.9,"RUB",31250.76,"RUB",30791.19,"RUB",29872.05,"RUB",25276.35,"RUB",24816.78,"RUB"]
["RT-A-150/300/1800-DG-U-DB","Конвектор внутрипольный Royal Thermo ATRIUM-150/300/1800-DG-U-DB","НС-1477468","Royal Thermo","шт",45957,"RUB",28493.34,"RUB",45957,"RUB",32169.9,"RUB",31250.76,"RUB",30791.19,"RUB",29872.05,"RUB",25276.35,"RUB",24816.78,"RUB"]
["RT-A-150/300/1800-DG-U-LB","Конвектор внутрипольный Royal Thermo ATRIUM-150/300/1800-DG-U-LB","НС-1477469","Royal Thermo","шт",45957,"RUB",28493.34,"RUB",45957,"RUB",32169.9,"RUB",31250.76,"RUB",30791.19,"RUB",29872.05,"RUB",25276.35,"RUB",24816.78,"RUB"]
["RT-A-150/300/1800-DG-U-NA","Конвектор внутрипольный Royal Thermo ATRIUM-150/300/1800-DG-U-NA","НС-1477470","Royal Thermo","шт",45957,"RUB",28493.34,"RUB",45957,"RUB",32169.9,"RUB",31250.76,"RUB",30791.19,"RUB",29872.05,"RUB",25276.35,"RUB",24816.78,"RUB"]
["RT-A-150/300/2000-DG-U-AU","Конвектор внутрипольный Royal Thermo ATRIUM-150/300/2000-DG-U-AU","НС-1493138","Royal Thermo","шт",50555,"RUB",31344.1,"RUB",50555,"RUB",35388.5,"RUB",34377.4,"RUB",33871.85,"RUB",32860.75,"RUB",27805.25,"RUB",27299.7,"RUB"]
["RT-A-150/300/2000-DG-U-BL","Конвектор внутрипольный Royal Thermo ATRIUM-150/300/2000-DG-U-BL","НС-1493404","Royal Thermo","шт",50555,"RUB",31344.1,"RUB",50555,"RUB",35388.5,"RUB",34377.4,"RUB",33871.85,"RUB",32860.75,"RUB",27805.25,"RUB",27299.7,"RUB"]
["RT-A-150/300/2000-DG-U-DB","Конвектор внутрипольный Royal Thermo ATRIUM-150/300/2000-DG-U-DB","НС-1477471","Royal Thermo","шт",50555,"RUB",31344.1,"RUB",50555,"RUB",35388.5,"RUB",34377.4,"RUB",33871.85,"RUB",32860.75,"RUB",27805.25,"RUB",27299.7,"RUB"]
["RT-A-150/300/2000-DG-U-LB","Конвектор внутрипольный Royal Thermo ATRIUM-150/300/2000-DG-U-LB","НС-1477472","Royal Thermo","шт",50555,"RUB",31344.1,"RUB",50555,"RUB",35388.5,"RUB",34377.4,"RUB",33871.85,"RUB",32860.75,"RUB",27805.25,"RUB",27299.7,"RUB"]
["RT-A-150/300/2000-DG-U-NA","Конвектор внутрипольный Royal Thermo ATRIUM-150/300/2000-DG-U-NA","НС-1477473","Royal Thermo","шт",50555,"RUB",31344.1,"RUB",50555,"RUB",35388.5,"RUB",34377.4,"RUB",33871.85,"RUB",32860.75,"RUB",27805.25,"RUB",27299.7,"RUB"]
["RT-A-150/300/2200-DG-U-AU","Конвектор внутрипольный Royal Thermo ATRIUM-150/300/2200-DG-U-AU","НС-1493139","Royal Thermo","шт",54983,"RUB",34089.46,"RUB",54983,"RUB",38488.1,"RUB",37388.44,"RUB",36838.61,"RUB",35738.949999999997,"RUB",30240.65,"RUB",29690.82,"RUB"]
["RT-A-150/300/2200-DG-U-BL","Конвектор внутрипольный Royal Thermo ATRIUM-150/300/2200-DG-U-BL","НС-1493405","Royal Thermo","шт",54983,"RUB",34089.46,"RUB",54983,"RUB",38488.1,"RUB",37388.44,"RUB",36838.61,"RUB",35738.949999999997,"RUB",30240.65,"RUB",29690.82,"RUB"]
["RT-A-150/300/2200-DG-U-DB","Конвектор внутрипольный Royal Thermo ATRIUM-150/300/2200-DG-U-DB","НС-1477474","Royal Thermo","шт",54983,"RUB",34089.46,"RUB",54983,"RUB",38488.1,"RUB",37388.44,"RUB",36838.61,"RUB",35738.949999999997,"RUB",30240.65,"RUB",29690.82,"RUB"]
["RT-A-150/300/2200-DG-U-LB","Конвектор внутрипольный Royal Thermo ATRIUM-150/300/2200-DG-U-LB","НС-1477475","Royal Thermo","шт",54983,"RUB",34089.46,"RUB",54983,"RUB",38488.1,"RUB",37388.44,"RUB",36838.61,"RUB",35738.949999999997,"RUB",30240.65,"RUB",29690.82,"RUB"]
["RT-A-150/300/2200-DG-U-NA","Конвектор внутрипольный Royal Thermo ATRIUM-150/300/2200-DG-U-NA","НС-1477476","Royal Thermo","шт",54983,"RUB",34089.46,"RUB",54983,"RUB",38488.1,"RUB",37388.44,"RUB",36838.61,"RUB",35738.949999999997,"RUB",30240.65,"RUB",29690.82,"RUB"]
["RT-A-150/300/2400-DG-U-AU","Конвектор внутрипольный Royal Thermo ATRIUM-150/300/2400-DG-U-AU","НС-1493140","Royal Thermo","шт",59497,"RUB",36888.14,"RUB",59497,"RUB",41647.9,"RUB",40457.96,"RUB",39862.99,"RUB",38673.050000000003,"RUB",32723.35,"RUB",32128.38,"RUB"]
["RT-A-150/300/2400-DG-U-BL","Конвектор внутрипольный Royal Thermo ATRIUM-150/300/2400-DG-U-BL","НС-1493406","Royal Thermo","шт",59497,"RUB",36888.14,"RUB",59497,"RUB",41647.9,"RUB",40457.96,"RUB",39862.99,"RUB",38673.050000000003,"RUB",32723.35,"RUB",32128.38,"RUB"]
["RT-A-150/300/2400-DG-U-DB","Конвектор внутрипольный Royal Thermo ATRIUM-150/300/2400-DG-U-DB","НС-1477477","Royal Thermo","шт",59497,"RUB",36888.14,"RUB",59497,"RUB",41647.9,"RUB",40457.96,"RUB",39862.99,"RUB",38673.050000000003,"RUB",32723.35,"RUB",32128.38,"RUB"]
["RT-A-150/300/2400-DG-U-LB","Конвектор внутрипольный Royal Thermo ATRIUM-150/300/2400-DG-U-LB","НС-1477478","Royal Thermo","шт",59497,"RUB",36888.14,"RUB",59497,"RUB",41647.9,"RUB",40457.96,"RUB",39862.99,"RUB",38673.050000000003,"RUB",32723.35,"RUB",32128.38,"RUB"]
["RT-A-150/300/2400-DG-U-NA","Конвектор внутрипольный Royal Thermo ATRIUM-150/300/2400-DG-U-NA","НС-1477479","Royal Thermo","шт",59497,"RUB",36888.14,"RUB",59497,"RUB",41647.9,"RUB",40457.96,"RUB",39862.99,"RUB",38673.050000000003,"RUB",32723.35,"RUB",32128.38,"RUB"]
["RT-A-150/300/2600-DG-U-AU","Конвектор внутрипольный Royal Thermo ATRIUM-150/300/2600-DG-U-AU","НС-1493141","Royal Thermo","шт",63946,"RUB",39646.519999999997,"RUB",63946,"RUB",44762.2,"RUB",43483.28,"RUB",42843.82,"RUB",41564.9,"RUB",35170.300000000003,"RUB",34530.839999999997,"RUB"]
["RT-A-150/300/2600-DG-U-BL","Конвектор внутрипольный Royal Thermo ATRIUM-150/300/2600-DG-U-BL","НС-1493407","Royal Thermo","шт",63946,"RUB",39646.519999999997,"RUB",63946,"RUB",44762.2,"RUB",43483.28,"RUB",42843.82,"RUB",41564.9,"RUB",35170.300000000003,"RUB",34530.839999999997,"RUB"]
["RT-A-150/300/2600-DG-U-DB","Конвектор внутрипольный Royal Thermo ATRIUM-150/300/2600-DG-U-DB","НС-1477480","Royal Thermo","шт",63946,"RUB",39646.519999999997,"RUB",63946,"RUB",44762.2,"RUB",43483.28,"RUB",42843.82,"RUB",41564.9,"RUB",35170.300000000003,"RUB",34530.839999999997,"RUB"]
["RT-A-150/300/2600-DG-U-LB","Конвектор внутрипольный Royal Thermo ATRIUM-150/300/2600-DG-U-LB","НС-1477481","Royal Thermo","шт",63946,"RUB",39646.519999999997,"RUB",63946,"RUB",44762.2,"RUB",43483.28,"RUB",42843.82,"RUB",41564.9,"RUB",35170.300000000003,"RUB",34530.839999999997,"RUB"]
["RT-A-150/300/2600-DG-U-NA","Конвектор внутрипольный Royal Thermo ATRIUM-150/300/2600-DG-U-NA","НС-1477482","Royal Thermo","шт",63946,"RUB",39646.519999999997,"RUB",63946,"RUB",44762.2,"RUB",43483.28,"RUB",42843.82,"RUB",41564.9,"RUB",35170.300000000003,"RUB",34530.839999999997,"RUB"]
["RT-A-150/300/2800-DG-U-AU","Конвектор внутрипольный Royal Thermo ATRIUM-150/300/2800-DG-U-AU","НС-1493142","Royal Thermo","шт",70906,"RUB",43961.72,"RUB",70906,"RUB",49634.2,"RUB",48216.08,"RUB",47507.02,"RUB",46088.9,"RUB",38998.300000000003,"RUB",38289.24,"RUB"]
["RT-A-150/300/2800-DG-U-BL","Конвектор внутрипольный Royal Thermo ATRIUM-150/300/2800-DG-U-BL","НС-1493408","Royal Thermo","шт",70906,"RUB",43961.72,"RUB",70906,"RUB",49634.2,"RUB",48216.08,"RUB",47507.02,"RUB",46088.9,"RUB",38998.300000000003,"RUB",38289.24,"RUB"]
["RT-A-150/300/2800-DG-U-DB","Конвектор внутрипольный Royal Thermo ATRIUM-150/300/2800-DG-U-DB","НС-1477483","Royal Thermo","шт",70906,"RUB",43961.72,"RUB",70906,"RUB",49634.2,"RUB",48216.08,"RUB",47507.02,"RUB",46088.9,"RUB",38998.300000000003,"RUB",38289.24,"RUB"]
["RT-A-150/300/2800-DG-U-LB","Конвектор внутрипольный Royal Thermo ATRIUM-150/300/2800-DG-U-LB","НС-1477484","Royal Thermo","шт",70906,"RUB",43961.72,"RUB",70906,"RUB",49634.2,"RUB",48216.08,"RUB",47507.02,"RUB",46088.9,"RUB",38998.300000000003,"RUB",38289.24,"RUB"]
["RT-A-150/300/2800-DG-U-NA","Конвектор внутрипольный Royal Thermo ATRIUM-150/300/2800-DG-U-NA","НС-1477485","Royal Thermo","шт",70906,"RUB",43961.72,"RUB",70906,"RUB",49634.2,"RUB",48216.08,"RUB",47507.02,"RUB",46088.9,"RUB",38998.300000000003,"RUB",38289.24,"RUB"]
["RT-A-150/300/3000-DG-U-AU","Конвектор внутрипольный Royal Thermo ATRIUM-150/300/3000-DG-U-AU","НС-1493143","Royal Thermo","шт",75624,"RUB",46886.879999999997,"RUB",75624,"RUB",52936.800000000003,"RUB",51424.32,"RUB",50668.08,"RUB",49155.6,"RUB",41593.199999999997,"RUB",40836.959999999999,"RUB"]
["RT-A-150/300/3000-DG-U-BL","Конвектор внутрипольный Royal Thermo ATRIUM-150/300/3000-DG-U-BL","НС-1493409","Royal Thermo","шт",75624,"RUB",46886.879999999997,"RUB",75624,"RUB",52936.800000000003,"RUB",51424.32,"RUB",50668.08,"RUB",49155.6,"RUB",41593.199999999997,"RUB",40836.959999999999,"RUB"]
["RT-A-150/300/3000-DG-U-DB","Конвектор внутрипольный Royal Thermo ATRIUM-150/300/3000-DG-U-DB","НС-1477486","Royal Thermo","шт",75624,"RUB",46886.879999999997,"RUB",75624,"RUB",52936.800000000003,"RUB",51424.32,"RUB",50668.08,"RUB",49155.6,"RUB",41593.199999999997,"RUB",40836.959999999999,"RUB"]
["RT-A-150/300/3000-DG-U-LB","Конвектор внутрипольный Royal Thermo ATRIUM-150/300/3000-DG-U-LB","НС-1477487","Royal Thermo","шт",75624,"RUB",46886.879999999997,"RUB",75624,"RUB",52936.800000000003,"RUB",51424.32,"RUB",50668.08,"RUB",49155.6,"RUB",41593.199999999997,"RUB",40836.959999999999,"RUB"]
["RT-A-150/300/3000-DG-U-NA","Конвектор внутрипольный Royal Thermo ATRIUM-150/300/3000-DG-U-NA","НС-1477488","Royal Thermo","шт",75624,"RUB",46886.879999999997,"RUB",75624,"RUB",52936.800000000003,"RUB",51424.32,"RUB",50668.08,"RUB",49155.6,"RUB",41593.199999999997,"RUB",40836.959999999999,"RUB"]
["RT-A-150/300/800-DG-U-AU","Конвектор внутрипольный Royal Thermo ATRIUM-150/300/800-DG-U-AU","НС-1493144","Royal Thermo","шт",23294,"RUB",14442.28,"RUB",23294,"RUB",16305.8,"RUB",15839.92,"RUB",15606.98,"RUB",15141.1,"RUB",12811.7,"RUB",12578.76,"RUB"]
["RT-A-150/300/800-DG-U-BL","Конвектор внутрипольный Royal Thermo ATRIUM-150/300/800-DG-U-BL","НС-1493410","Royal Thermo","шт",23294,"RUB",14442.28,"RUB",23294,"RUB",16305.8,"RUB",15839.92,"RUB",15606.98,"RUB",15141.1,"RUB",12811.7,"RUB",12578.76,"RUB"]
["RT-A-150/300/800-DG-U-DB","Конвектор внутрипольный Royal Thermo ATRIUM-150/300/800-DG-U-DB","НС-1477489","Royal Thermo","шт",23294,"RUB",14442.28,"RUB",23294,"RUB",16305.8,"RUB",15839.92,"RUB",15606.98,"RUB",15141.1,"RUB",12811.7,"RUB",12578.76,"RUB"]
["RT-A-150/300/800-DG-U-LB","Конвектор внутрипольный Royal Thermo ATRIUM-150/300/800-DG-U-LB","НС-1477490","Royal Thermo","шт",23294,"RUB",14442.28,"RUB",23294,"RUB",16305.8,"RUB",15839.92,"RUB",15606.98,"RUB",15141.1,"RUB",12811.7,"RUB",12578.76,"RUB"]
["RT-A-150/300/800-DG-U-NA","Конвектор внутрипольный Royal Thermo ATRIUM-150/300/800-DG-U-NA","НС-1477491","Royal Thermo","шт",23294,"RUB",14442.28,"RUB",23294,"RUB",16305.8,"RUB",15839.92,"RUB",15606.98,"RUB",15141.1,"RUB",12811.7,"RUB",12578.76,"RUB"]
["RT-A-150/400/1000-DG-U-AU","Конвектор внутрипольный Royal Thermo ATRIUM-150/400/1000-DG-U-AU","НС-1493146","Royal Thermo","шт",35547,"RUB",22039.14,"RUB",35547,"RUB",24882.9,"RUB",24171.96,"RUB",23816.49,"RUB",23105.55,"RUB",19550.849999999999,"RUB",19195.38,"RUB"]
["RT-A-150/400/1000-DG-U-BL","Конвектор внутрипольный Royal Thermo ATRIUM-150/400/1000-DG-U-BL","НС-1493412","Royal Thermo","шт",35547,"RUB",22039.14,"RUB",35547,"RUB",24882.9,"RUB",24171.96,"RUB",23816.49,"RUB",23105.55,"RUB",19550.849999999999,"RUB",19195.38,"RUB"]
["RT-A-150/400/1000-DG-U-DB","Конвектор внутрипольный Royal Thermo ATRIUM-150/400/1000-DG-U-DB","НС-1477495","Royal Thermo","шт",35547,"RUB",22039.14,"RUB",35547,"RUB",24882.9,"RUB",24171.96,"RUB",23816.49,"RUB",23105.55,"RUB",19550.849999999999,"RUB",19195.38,"RUB"]
["RT-A-150/400/1000-DG-U-LB","Конвектор внутрипольный Royal Thermo ATRIUM-150/400/1000-DG-U-LB","НС-1477496","Royal Thermo","шт",35547,"RUB",22039.14,"RUB",35547,"RUB",24882.9,"RUB",24171.96,"RUB",23816.49,"RUB",23105.55,"RUB",19550.849999999999,"RUB",19195.38,"RUB"]
["RT-A-150/400/1000-DG-U-NA","Конвектор внутрипольный Royal Thermo ATRIUM-150/400/1000-DG-U-NA","НС-1477497","Royal Thermo","шт",35547,"RUB",22039.14,"RUB",35547,"RUB",24882.9,"RUB",24171.96,"RUB",23816.49,"RUB",23105.55,"RUB",19550.849999999999,"RUB",19195.38,"RUB"]
["RT-A-150/400/1200-DG-U-AU","Конвектор внутрипольный Royal Thermo ATRIUM-150/400/1200-DG-U-AU","НС-1493147","Royal Thermo","шт",41631,"RUB",25811.22,"RUB",41631,"RUB",29141.7,"RUB",28309.08,"RUB",27892.77,"RUB",27060.15,"RUB",22897.05,"RUB",22480.74,"RUB"]
["RT-A-150/400/1200-DG-U-BL","Конвектор внутрипольный Royal Thermo ATRIUM-150/400/1200-DG-U-BL","НС-1493413","Royal Thermo","шт",41631,"RUB",25811.22,"RUB",41631,"RUB",29141.7,"RUB",28309.08,"RUB",27892.77,"RUB",27060.15,"RUB",22897.05,"RUB",22480.74,"RUB"]
["RT-A-150/400/1200-DG-U-DB","Конвектор внутрипольный Royal Thermo ATRIUM-150/400/1200-DG-U-DB","НС-1477498","Royal Thermo","шт",41631,"RUB",25811.22,"RUB",41631,"RUB",29141.7,"RUB",28309.08,"RUB",27892.77,"RUB",27060.15,"RUB",22897.05,"RUB",22480.74,"RUB"]
["RT-A-150/400/1200-DG-U-LB","Конвектор внутрипольный Royal Thermo ATRIUM-150/400/1200-DG-U-LB","НС-1477499","Royal Thermo","шт",41631,"RUB",25811.22,"RUB",41631,"RUB",29141.7,"RUB",28309.08,"RUB",27892.77,"RUB",27060.15,"RUB",22897.05,"RUB",22480.74,"RUB"]
["RT-A-150/400/1200-DG-U-NA","Конвектор внутрипольный Royal Thermo ATRIUM-150/400/1200-DG-U-NA","НС-1477500","Royal Thermo","шт",41631,"RUB",25811.22,"RUB",41631,"RUB",29141.7,"RUB",28309.08,"RUB",27892.77,"RUB",27060.15,"RUB",22897.05,"RUB",22480.74,"RUB"]
["RT-A-150/400/1400-DG-U-AU","Конвектор внутрипольный Royal Thermo ATRIUM-150/400/1400-DG-U-AU","НС-1493148","Royal Thermo","шт",48002,"RUB",29761.24,"RUB",48002,"RUB",33601.4,"RUB",32641.360000000001,"RUB",32161.34,"RUB",31201.3,"RUB",26401.1,"RUB",25921.08,"RUB"]
["RT-A-150/400/1400-DG-U-BL","Конвектор внутрипольный Royal Thermo ATRIUM-150/400/1400-DG-U-BL","НС-1493414","Royal Thermo","шт",48002,"RUB",29761.24,"RUB",48002,"RUB",33601.4,"RUB",32641.360000000001,"RUB",32161.34,"RUB",31201.3,"RUB",26401.1,"RUB",25921.08,"RUB"]
["RT-A-150/400/1400-DG-U-DB","Конвектор внутрипольный Royal Thermo ATRIUM-150/400/1400-DG-U-DB","НС-1477501","Royal Thermo","шт",48002,"RUB",29761.24,"RUB",48002,"RUB",33601.4,"RUB",32641.360000000001,"RUB",32161.34,"RUB",31201.3,"RUB",26401.1,"RUB",25921.08,"RUB"]
["RT-A-150/400/1400-DG-U-LB","Конвектор внутрипольный Royal Thermo ATRIUM-150/400/1400-DG-U-LB","НС-1477502","Royal Thermo","шт",48002,"RUB",29761.24,"RUB",48002,"RUB",33601.4,"RUB",32641.360000000001,"RUB",32161.34,"RUB",31201.3,"RUB",26401.1,"RUB",25921.08,"RUB"]
["RT-A-150/400/1400-DG-U-NA","Конвектор внутрипольный Royal Thermo ATRIUM-150/400/1400-DG-U-NA","НС-1477503","Royal Thermo","шт",48002,"RUB",29761.24,"RUB",48002,"RUB",33601.4,"RUB",32641.360000000001,"RUB",32161.34,"RUB",31201.3,"RUB",26401.1,"RUB",25921.08,"RUB"]
["RT-A-150/400/1600-DG-U-AU","Конвектор внутрипольный Royal Thermo ATRIUM-150/400/1600-DG-U-AU","НС-1493149","Royal Thermo","шт",54362,"RUB",33704.44,"RUB",54362,"RUB",38053.4,"RUB",36966.160000000003,"RUB",36422.54,"RUB",35335.300000000003,"RUB",29899.1,"RUB",29355.48,"RUB"]
["RT-A-150/400/1600-DG-U-BL","Конвектор внутрипольный Royal Thermo ATRIUM-150/400/1600-DG-U-BL","НС-1493415","Royal Thermo","шт",54362,"RUB",33704.44,"RUB",54362,"RUB",38053.4,"RUB",36966.160000000003,"RUB",36422.54,"RUB",35335.300000000003,"RUB",29899.1,"RUB",29355.48,"RUB"]
["RT-A-150/400/1600-DG-U-DB","Конвектор внутрипольный Royal Thermo ATRIUM-150/400/1600-DG-U-DB","НС-1477504","Royal Thermo","шт",54362,"RUB",33704.44,"RUB",54362,"RUB",38053.4,"RUB",36966.160000000003,"RUB",36422.54,"RUB",35335.300000000003,"RUB",29899.1,"RUB",29355.48,"RUB"]
["RT-A-150/400/1600-DG-U-LB","Конвектор внутрипольный Royal Thermo ATRIUM-150/400/1600-DG-U-LB","НС-1477505","Royal Thermo","шт",54362,"RUB",33704.44,"RUB",54362,"RUB",38053.4,"RUB",36966.160000000003,"RUB",36422.54,"RUB",35335.300000000003,"RUB",29899.1,"RUB",29355.48,"RUB"]
["RT-A-150/400/1600-DG-U-NA","Конвектор внутрипольный Royal Thermo ATRIUM-150/400/1600-DG-U-NA","НС-1477506","Royal Thermo","шт",54362,"RUB",33704.44,"RUB",54362,"RUB",38053.4,"RUB",36966.160000000003,"RUB",36422.54,"RUB",35335.300000000003,"RUB",29899.1,"RUB",29355.48,"RUB"]
["RT-A-150/400/1800-DG-U-AU","Конвектор внутрипольный Royal Thermo ATRIUM-150/400/1800-DG-U-AU","НС-1493150","Royal Thermo","шт",60553,"RUB",37542.86,"RUB",60553,"RUB",42387.1,"RUB",41176.04,"RUB",40570.51,"RUB",39359.449999999997,"RUB",33304.15,"RUB",32698.62,"RUB"]
["RT-A-150/400/1800-DG-U-BL","Конвектор внутрипольный Royal Thermo ATRIUM-150/400/1800-DG-U-BL","НС-1493416","Royal Thermo","шт",60553,"RUB",37542.86,"RUB",60553,"RUB",42387.1,"RUB",41176.04,"RUB",40570.51,"RUB",39359.449999999997,"RUB",33304.15,"RUB",32698.62,"RUB"]
["RT-A-150/400/1800-DG-U-DB","Конвектор внутрипольный Royal Thermo ATRIUM-150/400/1800-DG-U-DB","НС-1477507","Royal Thermo","шт",60553,"RUB",37542.86,"RUB",60553,"RUB",42387.1,"RUB",41176.04,"RUB",40570.51,"RUB",39359.449999999997,"RUB",33304.15,"RUB",32698.62,"RUB"]
["RT-A-150/400/1800-DG-U-LB","Конвектор внутрипольный Royal Thermo ATRIUM-150/400/1800-DG-U-LB","НС-1477508","Royal Thermo","шт",60553,"RUB",37542.86,"RUB",60553,"RUB",42387.1,"RUB",41176.04,"RUB",40570.51,"RUB",39359.449999999997,"RUB",33304.15,"RUB",32698.62,"RUB"]
["RT-A-150/400/1800-DG-U-NA","Конвектор внутрипольный Royal Thermo ATRIUM-150/400/1800-DG-U-NA","НС-1477509","Royal Thermo","шт",60553,"RUB",37542.86,"RUB",60553,"RUB",42387.1,"RUB",41176.04,"RUB",40570.51,"RUB",39359.449999999997,"RUB",33304.15,"RUB",32698.62,"RUB"]
["RT-A-150/400/2000-DG-U-AU","Конвектор внутрипольный Royal Thermo ATRIUM-150/400/2000-DG-U-AU","НС-1493151","Royal Thermo","шт",66865,"RUB",41456.300000000003,"RUB",66865,"RUB",46805.5,"RUB",45468.2,"RUB",44799.55,"RUB",43462.25,"RUB",36775.75,"RUB",36107.1,"RUB"]
["RT-A-150/400/2000-DG-U-BL","Конвектор внутрипольный Royal Thermo ATRIUM-150/400/2000-DG-U-BL","НС-1493417","Royal Thermo","шт",66865,"RUB",41456.300000000003,"RUB",66865,"RUB",46805.5,"RUB",45468.2,"RUB",44799.55,"RUB",43462.25,"RUB",36775.75,"RUB",36107.1,"RUB"]
["RT-A-150/400/2000-DG-U-DB","Конвектор внутрипольный Royal Thermo ATRIUM-150/400/2000-DG-U-DB","НС-1477510","Royal Thermo","шт",66865,"RUB",41456.300000000003,"RUB",66865,"RUB",46805.5,"RUB",45468.2,"RUB",44799.55,"RUB",43462.25,"RUB",36775.75,"RUB",36107.1,"RUB"]
["RT-A-150/400/2000-DG-U-LB","Конвектор внутрипольный Royal Thermo ATRIUM-150/400/2000-DG-U-LB","НС-1477511","Royal Thermo","шт",66865,"RUB",41456.300000000003,"RUB",66865,"RUB",46805.5,"RUB",45468.2,"RUB",44799.55,"RUB",43462.25,"RUB",36775.75,"RUB",36107.1,"RUB"]
["RT-A-150/400/2000-DG-U-NA","Конвектор внутрипольный Royal Thermo ATRIUM-150/400/2000-DG-U-NA","НС-1477529","Royal Thermo","шт",66865,"RUB",41456.300000000003,"RUB",66865,"RUB",46805.5,"RUB",45468.2,"RUB",44799.55,"RUB",43462.25,"RUB",36775.75,"RUB",36107.1,"RUB"]
["RT-A-150/400/2200-DG-U-AU","Конвектор внутрипольный Royal Thermo ATRIUM-150/400/2200-DG-U-AU","НС-1493152","Royal Thermo","шт",73439,"RUB",45532.18,"RUB",73439,"RUB",51407.3,"RUB",49938.52,"RUB",49204.13,"RUB",47735.35,"RUB",40391.449999999997,"RUB",39657.06,"RUB"]
["RT-A-150/400/2200-DG-U-BL","Конвектор внутрипольный Royal Thermo ATRIUM-150/400/2200-DG-U-BL","НС-1493418","Royal Thermo","шт",73439,"RUB",45532.18,"RUB",73439,"RUB",51407.3,"RUB",49938.52,"RUB",49204.13,"RUB",47735.35,"RUB",40391.449999999997,"RUB",39657.06,"RUB"]
["RT-A-150/400/2200-DG-U-DB","Конвектор внутрипольный Royal Thermo ATRIUM-150/400/2200-DG-U-DB","НС-1477512","Royal Thermo","шт",73439,"RUB",45532.18,"RUB",73439,"RUB",51407.3,"RUB",49938.52,"RUB",49204.13,"RUB",47735.35,"RUB",40391.449999999997,"RUB",39657.06,"RUB"]
["RT-A-150/400/2200-DG-U-LB","Конвектор внутрипольный Royal Thermo ATRIUM-150/400/2200-DG-U-LB","НС-1477513","Royal Thermo","шт",73439,"RUB",45532.18,"RUB",73439,"RUB",51407.3,"RUB",49938.52,"RUB",49204.13,"RUB",47735.35,"RUB",40391.449999999997,"RUB",39657.06,"RUB"]
["RT-A-150/400/2200-DG-U-NA","Конвектор внутрипольный Royal Thermo ATRIUM-150/400/2200-DG-U-NA","НС-1477530","Royal Thermo","шт",73439,"RUB",45532.18,"RUB",73439,"RUB",51407.3,"RUB",49938.52,"RUB",49204.13,"RUB",47735.35,"RUB",40391.449999999997,"RUB",39657.06,"RUB"]
["RT-A-150/400/2400-DG-U-AU","Конвектор внутрипольный Royal Thermo ATRIUM-150/400/2400-DG-U-AU","НС-1493153","Royal Thermo","шт",79430,"RUB",49246.6,"RUB",79430,"RUB",55601,"RUB",54012.4,"RUB",53218.1,"RUB",51629.5,"RUB",43686.5,"RUB",42892.2,"RUB"]
["RT-A-150/400/2400-DG-U-BL","Конвектор внутрипольный Royal Thermo ATRIUM-150/400/2400-DG-U-BL","НС-1493419","Royal Thermo","шт",79430,"RUB",49246.6,"RUB",79430,"RUB",55601,"RUB",54012.4,"RUB",53218.1,"RUB",51629.5,"RUB",43686.5,"RUB",42892.2,"RUB"]
["RT-A-150/400/2400-DG-U-DB","Конвектор внутрипольный Royal Thermo ATRIUM-150/400/2400-DG-U-DB","НС-1477514","Royal Thermo","шт",79430,"RUB",49246.6,"RUB",79430,"RUB",55601,"RUB",54012.4,"RUB",53218.1,"RUB",51629.5,"RUB",43686.5,"RUB",42892.2,"RUB"]
["RT-A-150/400/2400-DG-U-LB","Конвектор внутрипольный Royal Thermo ATRIUM-150/400/2400-DG-U-LB","НС-1477515","Royal Thermo","шт",79430,"RUB",49246.6,"RUB",79430,"RUB",55601,"RUB",54012.4,"RUB",53218.1,"RUB",51629.5,"RUB",43686.5,"RUB",42892.2,"RUB"]
["RT-A-150/400/2400-DG-U-NA","Конвектор внутрипольный Royal Thermo ATRIUM-150/400/2400-DG-U-NA","НС-1477531","Royal Thermo","шт",79430,"RUB",49246.6,"RUB",79430,"RUB",55601,"RUB",54012.4,"RUB",53218.1,"RUB",51629.5,"RUB",43686.5,"RUB",42892.2,"RUB"]
["RT-A-150/400/2600-DG-U-AU","Конвектор внутрипольный Royal Thermo ATRIUM-150/400/2600-DG-U-AU","НС-1493154","Royal Thermo","шт",86526,"RUB",53646.12,"RUB",86526,"RUB",60568.2,"RUB",58837.68,"RUB",57972.42,"RUB",56241.9,"RUB",47589.3,"RUB",46724.04,"RUB"]
["RT-A-150/400/2600-DG-U-BL","Конвектор внутрипольный Royal Thermo ATRIUM-150/400/2600-DG-U-BL","НС-1493420","Royal Thermo","шт",86526,"RUB",53646.12,"RUB",86526,"RUB",60568.2,"RUB",58837.68,"RUB",57972.42,"RUB",56241.9,"RUB",47589.3,"RUB",46724.04,"RUB"]
["RT-A-150/400/2600-DG-U-DB","Конвектор внутрипольный Royal Thermo ATRIUM-150/400/2600-DG-U-DB","НС-1477516","Royal Thermo","шт",86526,"RUB",53646.12,"RUB",86526,"RUB",60568.2,"RUB",58837.68,"RUB",57972.42,"RUB",56241.9,"RUB",47589.3,"RUB",46724.04,"RUB"]
["RT-A-150/400/2600-DG-U-LB","Конвектор внутрипольный Royal Thermo ATRIUM-150/400/2600-DG-U-LB","НС-1477517","Royal Thermo","шт",86526,"RUB",53646.12,"RUB",86526,"RUB",60568.2,"RUB",58837.68,"RUB",57972.42,"RUB",56241.9,"RUB",47589.3,"RUB",46724.04,"RUB"]
["RT-A-150/400/2600-DG-U-NA","Конвектор внутрипольный Royal Thermo ATRIUM-150/400/2600-DG-U-NA","НС-1477532","Royal Thermo","шт",86526,"RUB",53646.12,"RUB",86526,"RUB",60568.2,"RUB",58837.68,"RUB",57972.42,"RUB",56241.9,"RUB",47589.3,"RUB",46724.04,"RUB"]
["RT-A-150/400/2800-DG-U-AU","Конвектор внутрипольный Royal Thermo ATRIUM-150/400/2800-DG-U-AU","НС-1493155","Royal Thermo","шт",92494,"RUB",57346.28,"RUB",92494,"RUB",64745.8,"RUB",62895.92,"RUB",61970.98,"RUB",60121.1,"RUB",50871.7,"RUB",49946.76,"RUB"]
["RT-A-150/400/2800-DG-U-BL","Конвектор внутрипольный Royal Thermo ATRIUM-150/400/2800-DG-U-BL","НС-1493421","Royal Thermo","шт",92494,"RUB",57346.28,"RUB",92494,"RUB",64745.8,"RUB",62895.92,"RUB",61970.98,"RUB",60121.1,"RUB",50871.7,"RUB",49946.76,"RUB"]
["RT-A-150/400/2800-DG-U-DB","Конвектор внутрипольный Royal Thermo ATRIUM-150/400/2800-DG-U-DB","НС-1477518","Royal Thermo","шт",92494,"RUB",57346.28,"RUB",92494,"RUB",64745.8,"RUB",62895.92,"RUB",61970.98,"RUB",60121.1,"RUB",50871.7,"RUB",49946.76,"RUB"]
["RT-A-150/400/2800-DG-U-LB","Конвектор внутрипольный Royal Thermo ATRIUM-150/400/2800-DG-U-LB","НС-1477519","Royal Thermo","шт",92494,"RUB",57346.28,"RUB",92494,"RUB",64745.8,"RUB",62895.92,"RUB",61970.98,"RUB",60121.1,"RUB",50871.7,"RUB",49946.76,"RUB"]
["RT-A-150/400/2800-DG-U-NA","Конвектор внутрипольный Royal Thermo ATRIUM-150/400/2800-DG-U-NA","НС-1477533","Royal Thermo","шт",92494,"RUB",57346.28,"RUB",92494,"RUB",64745.8,"RUB",62895.92,"RUB",61970.98,"RUB",60121.1,"RUB",50871.7,"RUB",49946.76,"RUB"]
["RT-A-150/400/3000-DG-U-AU","Конвектор внутрипольный Royal Thermo ATRIUM-150/400/3000-DG-U-AU","НС-1493156","Royal Thermo","шт",98685,"RUB",61184.7,"RUB",98685,"RUB",69079.5,"RUB",67105.8,"RUB",66118.95,"RUB",64145.25,"RUB",54276.75,"RUB",53289.9,"RUB"]
["RT-A-150/400/3000-DG-U-BL","Конвектор внутрипольный Royal Thermo ATRIUM-150/400/3000-DG-U-BL","НС-1493422","Royal Thermo","шт",98685,"RUB",61184.7,"RUB",98685,"RUB",69079.5,"RUB",67105.8,"RUB",66118.95,"RUB",64145.25,"RUB",54276.75,"RUB",53289.9,"RUB"]
["RT-A-150/400/3000-DG-U-DB","Конвектор внутрипольный Royal Thermo ATRIUM-150/400/3000-DG-U-DB","НС-1477520","Royal Thermo","шт",98685,"RUB",61184.7,"RUB",98685,"RUB",69079.5,"RUB",67105.8,"RUB",66118.95,"RUB",64145.25,"RUB",54276.75,"RUB",53289.9,"RUB"]
["RT-A-150/400/3000-DG-U-LB","Конвектор внутрипольный Royal Thermo ATRIUM-150/400/3000-DG-U-LB","НС-1477521","Royal Thermo","шт",98685,"RUB",61184.7,"RUB",98685,"RUB",69079.5,"RUB",67105.8,"RUB",66118.95,"RUB",64145.25,"RUB",54276.75,"RUB",53289.9,"RUB"]
["RT-A-150/400/3000-DG-U-NA","Конвектор внутрипольный Royal Thermo ATRIUM-150/400/3000-DG-U-NA","НС-1477522","Royal Thermo","шт",98685,"RUB",61184.7,"RUB",98685,"RUB",69079.5,"RUB",67105.8,"RUB",66118.95,"RUB",64145.25,"RUB",54276.75,"RUB",53289.9,"RUB"]
["RT-A-150/400/800-DG-U-AU","Конвектор внутрипольный Royal Thermo ATRIUM-150/400/800-DG-U-AU","НС-1493157","Royal Thermo","шт",29534,"RUB",18311.080000000002,"RUB",29534,"RUB",20673.8,"RUB",20083.12,"RUB",19787.78,"RUB",19197.099999999999,"RUB",16243.7,"RUB",15948.36,"RUB"]
["RT-A-150/400/800-DG-U-BL","Конвектор внутрипольный Royal Thermo ATRIUM-150/400/800-DG-U-BL","НС-1493423","Royal Thermo","шт",29534,"RUB",18311.080000000002,"RUB",29534,"RUB",20673.8,"RUB",20083.12,"RUB",19787.78,"RUB",19197.099999999999,"RUB",16243.7,"RUB",15948.36,"RUB"]
["RT-A-150/400/800-DG-U-DB","Конвектор внутрипольный Royal Thermo ATRIUM-150/400/800-DG-U-DB","НС-1477523","Royal Thermo","шт",29534,"RUB",18311.080000000002,"RUB",29534,"RUB",20673.8,"RUB",20083.12,"RUB",19787.78,"RUB",19197.099999999999,"RUB",16243.7,"RUB",15948.36,"RUB"]
["RT-A-150/400/800-DG-U-LB","Конвектор внутрипольный Royal Thermo ATRIUM-150/400/800-DG-U-LB","НС-1477524","Royal Thermo","шт",29534,"RUB",18311.080000000002,"RUB",29534,"RUB",20673.8,"RUB",20083.12,"RUB",19787.78,"RUB",19197.099999999999,"RUB",16243.7,"RUB",15948.36,"RUB"]
["RT-A-150/400/800-DG-U-NA","Конвектор внутрипольный Royal Thermo ATRIUM-150/400/800-DG-U-NA","НС-1477525","Royal Thermo","шт",29534,"RUB",18311.080000000002,"RUB",29534,"RUB",20673.8,"RUB",20083.12,"RUB",19787.78,"RUB",19197.099999999999,"RUB",16243.7,"RUB",15948.36,"RUB"]
["RT-A-190/200/1000-DG-U-AU","Конвектор внутрипольный Royal Thermo ATRIUM-190/200/1000-DG-U-AU","НС-1493159","Royal Thermo","шт",21837,"RUB",13538.94,"RUB",21837,"RUB",15285.9,"RUB",14849.16,"RUB",14630.79,"RUB",14194.05,"RUB",12010.35,"RUB",11791.98,"RUB"]
["RT-A-190/200/1000-DG-U-BL","Конвектор внутрипольный Royal Thermo ATRIUM-190/200/1000-DG-U-BL","НС-1493425","Royal Thermo","шт",21837,"RUB",13538.94,"RUB",21837,"RUB",15285.9,"RUB",14849.16,"RUB",14630.79,"RUB",14194.05,"RUB",12010.35,"RUB",11791.98,"RUB"]
["RT-A-190/200/1000-DG-U-DB","Конвектор внутрипольный Royal Thermo ATRIUM-190/200/1000-DG-U-DB","НС-1477534","Royal Thermo","шт",21837,"RUB",13538.94,"RUB",21837,"RUB",15285.9,"RUB",14849.16,"RUB",14630.79,"RUB",14194.05,"RUB",12010.35,"RUB",11791.98,"RUB"]
["RT-A-190/200/1000-DG-U-LB","Конвектор внутрипольный Royal Thermo ATRIUM-190/200/1000-DG-U-LB","НС-1477535","Royal Thermo","шт",21837,"RUB",13538.94,"RUB",21837,"RUB",15285.9,"RUB",14849.16,"RUB",14630.79,"RUB",14194.05,"RUB",12010.35,"RUB",11791.98,"RUB"]
["RT-A-190/200/1000-DG-U-NA","Конвектор внутрипольный Royal Thermo ATRIUM-190/200/1000-DG-U-NA","НС-1477536","Royal Thermo","шт",21837,"RUB",13538.94,"RUB",21837,"RUB",15285.9,"RUB",14849.16,"RUB",14630.79,"RUB",14194.05,"RUB",12010.35,"RUB",11791.98,"RUB"]
["RT-A-190/200/1200-DG-U-AU","Конвектор внутрипольный Royal Thermo ATRIUM-190/200/1200-DG-U-AU","НС-1493160","Royal Thermo","шт",25097,"RUB",15560.14,"RUB",25097,"RUB",17567.900000000001,"RUB",17065.96,"RUB",16814.990000000002,"RUB",16313.05,"RUB",13803.35,"RUB",13552.38,"RUB"]
["RT-A-190/200/1200-DG-U-BL","Конвектор внутрипольный Royal Thermo ATRIUM-190/200/1200-DG-U-BL","НС-1493426","Royal Thermo","шт",25097,"RUB",15560.14,"RUB",25097,"RUB",17567.900000000001,"RUB",17065.96,"RUB",16814.990000000002,"RUB",16313.05,"RUB",13803.35,"RUB",13552.38,"RUB"]
["RT-A-190/200/1200-DG-U-DB","Конвектор внутрипольный Royal Thermo ATRIUM-190/200/1200-DG-U-DB","НС-1477537","Royal Thermo","шт",25097,"RUB",15560.14,"RUB",25097,"RUB",17567.900000000001,"RUB",17065.96,"RUB",16814.990000000002,"RUB",16313.05,"RUB",13803.35,"RUB",13552.38,"RUB"]
["RT-A-190/200/1200-DG-U-LB","Конвектор внутрипольный Royal Thermo ATRIUM-190/200/1200-DG-U-LB","НС-1477538","Royal Thermo","шт",25097,"RUB",15560.14,"RUB",25097,"RUB",17567.900000000001,"RUB",17065.96,"RUB",16814.990000000002,"RUB",16313.05,"RUB",13803.35,"RUB",13552.38,"RUB"]
["RT-A-190/200/1200-DG-U-NA","Конвектор внутрипольный Royal Thermo ATRIUM-190/200/1200-DG-U-NA","НС-1477539","Royal Thermo","шт",25097,"RUB",15560.14,"RUB",25097,"RUB",17567.900000000001,"RUB",17065.96,"RUB",16814.990000000002,"RUB",16313.05,"RUB",13803.35,"RUB",13552.38,"RUB"]
["RT-A-190/200/1400-DG-U-AU","Конвектор внутрипольный Royal Thermo ATRIUM-190/200/1400-DG-U-AU","НС-1493161","Royal Thermo","шт",28413,"RUB",17616.060000000001,"RUB",28413,"RUB",19889.099999999999,"RUB",19320.84,"RUB",19036.71,"RUB",18468.45,"RUB",15627.15,"RUB",15343.02,"RUB"]
["RT-A-190/200/1400-DG-U-BL","Конвектор внутрипольный Royal Thermo ATRIUM-190/200/1400-DG-U-BL","НС-1493427","Royal Thermo","шт",28413,"RUB",17616.060000000001,"RUB",28413,"RUB",19889.099999999999,"RUB",19320.84,"RUB",19036.71,"RUB",18468.45,"RUB",15627.15,"RUB",15343.02,"RUB"]
["RT-A-190/200/1400-DG-U-DB","Конвектор внутрипольный Royal Thermo ATRIUM-190/200/1400-DG-U-DB","НС-1477540","Royal Thermo","шт",28413,"RUB",17616.060000000001,"RUB",28413,"RUB",19889.099999999999,"RUB",19320.84,"RUB",19036.71,"RUB",18468.45,"RUB",15627.15,"RUB",15343.02,"RUB"]
["RT-A-190/200/1400-DG-U-LB","Конвектор внутрипольный Royal Thermo ATRIUM-190/200/1400-DG-U-LB","НС-1477541","Royal Thermo","шт",28413,"RUB",17616.060000000001,"RUB",28413,"RUB",19889.099999999999,"RUB",19320.84,"RUB",19036.71,"RUB",18468.45,"RUB",15627.15,"RUB",15343.02,"RUB"]
["RT-A-190/200/1400-DG-U-NA","Конвектор внутрипольный Royal Thermo ATRIUM-190/200/1400-DG-U-NA","НС-1477542","Royal Thermo","шт",28413,"RUB",17616.060000000001,"RUB",28413,"RUB",19889.099999999999,"RUB",19320.84,"RUB",19036.71,"RUB",18468.45,"RUB",15627.15,"RUB",15343.02,"RUB"]
["RT-A-190/200/1600-DG-U-AU","Конвектор внутрипольный Royal Thermo ATRIUM-190/200/1600-DG-U-AU","НС-1493162","Royal Thermo","шт",31947,"RUB",19807.14,"RUB",31947,"RUB",22362.9,"RUB",21723.96,"RUB",21404.49,"RUB",20765.55,"RUB",17570.849999999999,"RUB",17251.38,"RUB"]
["RT-A-190/200/1600-DG-U-BL","Конвектор внутрипольный Royal Thermo ATRIUM-190/200/1600-DG-U-BL","НС-1493428","Royal Thermo","шт",31947,"RUB",19807.14,"RUB",31947,"RUB",22362.9,"RUB",21723.96,"RUB",21404.49,"RUB",20765.55,"RUB",17570.849999999999,"RUB",17251.38,"RUB"]
["RT-A-190/200/1600-DG-U-DB","Конвектор внутрипольный Royal Thermo ATRIUM-190/200/1600-DG-U-DB","НС-1477543","Royal Thermo","шт",31947,"RUB",19807.14,"RUB",31947,"RUB",22362.9,"RUB",21723.96,"RUB",21404.49,"RUB",20765.55,"RUB",17570.849999999999,"RUB",17251.38,"RUB"]
["RT-A-190/200/1600-DG-U-LB","Конвектор внутрипольный Royal Thermo ATRIUM-190/200/1600-DG-U-LB","НС-1477544","Royal Thermo","шт",31947,"RUB",19807.14,"RUB",31947,"RUB",22362.9,"RUB",21723.96,"RUB",21404.49,"RUB",20765.55,"RUB",17570.849999999999,"RUB",17251.38,"RUB"]
["RT-A-190/200/1600-DG-U-NA","Конвектор внутрипольный Royal Thermo ATRIUM-190/200/1600-DG-U-NA","НС-1477545","Royal Thermo","шт",31947,"RUB",19807.14,"RUB",31947,"RUB",22362.9,"RUB",21723.96,"RUB",21404.49,"RUB",20765.55,"RUB",17570.849999999999,"RUB",17251.38,"RUB"]
["RT-A-190/200/1800-DG-U-AU","Конвектор внутрипольный Royal Thermo ATRIUM-190/200/1800-DG-U-AU","НС-1493163","Royal Thermo","шт",35267,"RUB",21865.54,"RUB",35267,"RUB",24686.9,"RUB",23981.56,"RUB",23628.89,"RUB",22923.55,"RUB",19396.849999999999,"RUB",19044.18,"RUB"]
["RT-A-190/200/1800-DG-U-BL","Конвектор внутрипольный Royal Thermo ATRIUM-190/200/1800-DG-U-BL","НС-1493429","Royal Thermo","шт",35267,"RUB",21865.54,"RUB",35267,"RUB",24686.9,"RUB",23981.56,"RUB",23628.89,"RUB",22923.55,"RUB",19396.849999999999,"RUB",19044.18,"RUB"]
["RT-A-190/200/1800-DG-U-DB","Конвектор внутрипольный Royal Thermo ATRIUM-190/200/1800-DG-U-DB","НС-1477546","Royal Thermo","шт",35267,"RUB",21865.54,"RUB",35267,"RUB",24686.9,"RUB",23981.56,"RUB",23628.89,"RUB",22923.55,"RUB",19396.849999999999,"RUB",19044.18,"RUB"]
["RT-A-190/200/1800-DG-U-LB","Конвектор внутрипольный Royal Thermo ATRIUM-190/200/1800-DG-U-LB","НС-1477547","Royal Thermo","шт",35267,"RUB",21865.54,"RUB",35267,"RUB",24686.9,"RUB",23981.56,"RUB",23628.89,"RUB",22923.55,"RUB",19396.849999999999,"RUB",19044.18,"RUB"]
["RT-A-190/200/1800-DG-U-NA","Конвектор внутрипольный Royal Thermo ATRIUM-190/200/1800-DG-U-NA","НС-1477548","Royal Thermo","шт",35267,"RUB",21865.54,"RUB",35267,"RUB",24686.9,"RUB",23981.56,"RUB",23628.89,"RUB",22923.55,"RUB",19396.849999999999,"RUB",19044.18,"RUB"]
["RT-A-190/200/2000-DG-U-AU","Конвектор внутрипольный Royal Thermo ATRIUM-190/200/2000-DG-U-AU","НС-1493164","Royal Thermo","шт",38624,"RUB",23946.880000000001,"RUB",38624,"RUB",27036.799999999999,"RUB",26264.32,"RUB",25878.080000000002,"RUB",25105.599999999999,"RUB",21243.200000000001,"RUB",20856.96,"RUB"]
["RT-A-190/200/2000-DG-U-BL","Конвектор внутрипольный Royal Thermo ATRIUM-190/200/2000-DG-U-BL","НС-1493430","Royal Thermo","шт",38624,"RUB",23946.880000000001,"RUB",38624,"RUB",27036.799999999999,"RUB",26264.32,"RUB",25878.080000000002,"RUB",25105.599999999999,"RUB",21243.200000000001,"RUB",20856.96,"RUB"]
["RT-A-190/200/2000-DG-U-DB","Конвектор внутрипольный Royal Thermo ATRIUM-190/200/2000-DG-U-DB","НС-1477549","Royal Thermo","шт",38624,"RUB",23946.880000000001,"RUB",38624,"RUB",27036.799999999999,"RUB",26264.32,"RUB",25878.080000000002,"RUB",25105.599999999999,"RUB",21243.200000000001,"RUB",20856.96,"RUB"]
["RT-A-190/200/2000-DG-U-LB","Конвектор внутрипольный Royal Thermo ATRIUM-190/200/2000-DG-U-LB","НС-1477550","Royal Thermo","шт",38624,"RUB",23946.880000000001,"RUB",38624,"RUB",27036.799999999999,"RUB",26264.32,"RUB",25878.080000000002,"RUB",25105.599999999999,"RUB",21243.200000000001,"RUB",20856.96,"RUB"]
["RT-A-190/200/2000-DG-U-NA","Конвектор внутрипольный Royal Thermo ATRIUM-190/200/2000-DG-U-NA","НС-1477551","Royal Thermo","шт",38624,"RUB",23946.880000000001,"RUB",38624,"RUB",27036.799999999999,"RUB",26264.32,"RUB",25878.080000000002,"RUB",25105.599999999999,"RUB",21243.200000000001,"RUB",20856.96,"RUB"]
["RT-A-190/200/2200-DG-U-AU","Конвектор внутрипольный Royal Thermo ATRIUM-190/200/2200-DG-U-AU","НС-1493165","Royal Thermo","шт",41849,"RUB",25946.38,"RUB",41849,"RUB",29294.3,"RUB",28457.32,"RUB",28038.83,"RUB",27201.85,"RUB",23016.95,"RUB",22598.46,"RUB"]
["RT-A-190/200/2200-DG-U-BL","Конвектор внутрипольный Royal Thermo ATRIUM-190/200/2200-DG-U-BL","НС-1493431","Royal Thermo","шт",41849,"RUB",25946.38,"RUB",41849,"RUB",29294.3,"RUB",28457.32,"RUB",28038.83,"RUB",27201.85,"RUB",23016.95,"RUB",22598.46,"RUB"]
["RT-A-190/200/2200-DG-U-DB","Конвектор внутрипольный Royal Thermo ATRIUM-190/200/2200-DG-U-DB","НС-1477552","Royal Thermo","шт",41849,"RUB",25946.38,"RUB",41849,"RUB",29294.3,"RUB",28457.32,"RUB",28038.83,"RUB",27201.85,"RUB",23016.95,"RUB",22598.46,"RUB"]
["RT-A-190/200/2200-DG-U-LB","Конвектор внутрипольный Royal Thermo ATRIUM-190/200/2200-DG-U-LB","НС-1477553","Royal Thermo","шт",41849,"RUB",25946.38,"RUB",41849,"RUB",29294.3,"RUB",28457.32,"RUB",28038.83,"RUB",27201.85,"RUB",23016.95,"RUB",22598.46,"RUB"]
["RT-A-190/200/2200-DG-U-NA","Конвектор внутрипольный Royal Thermo ATRIUM-190/200/2200-DG-U-NA","НС-1477554","Royal Thermo","шт",41849,"RUB",25946.38,"RUB",41849,"RUB",29294.3,"RUB",28457.32,"RUB",28038.83,"RUB",27201.85,"RUB",23016.95,"RUB",22598.46,"RUB"]
["RT-A-190/200/2400-DG-U-AU","Конвектор внутрипольный Royal Thermo ATRIUM-190/200/2400-DG-U-AU","НС-1493166","Royal Thermo","шт",45227,"RUB",28040.74,"RUB",45227,"RUB",31658.9,"RUB",30754.36,"RUB",30302.09,"RUB",29397.55,"RUB",24874.85,"RUB",24422.58,"RUB"]
["RT-A-190/200/2400-DG-U-BL","Конвектор внутрипольный Royal Thermo ATRIUM-190/200/2400-DG-U-BL","НС-1493432","Royal Thermo","шт",45227,"RUB",28040.74,"RUB",45227,"RUB",31658.9,"RUB",30754.36,"RUB",30302.09,"RUB",29397.55,"RUB",24874.85,"RUB",24422.58,"RUB"]
["RT-A-190/200/2400-DG-U-DB","Конвектор внутрипольный Royal Thermo ATRIUM-190/200/2400-DG-U-DB","НС-1477555","Royal Thermo","шт",45227,"RUB",28040.74,"RUB",45227,"RUB",31658.9,"RUB",30754.36,"RUB",30302.09,"RUB",29397.55,"RUB",24874.85,"RUB",24422.58,"RUB"]
["RT-A-190/200/2400-DG-U-LB","Конвектор внутрипольный Royal Thermo ATRIUM-190/200/2400-DG-U-LB","НС-1477556","Royal Thermo","шт",45227,"RUB",28040.74,"RUB",45227,"RUB",31658.9,"RUB",30754.36,"RUB",30302.09,"RUB",29397.55,"RUB",24874.85,"RUB",24422.58,"RUB"]
["RT-A-190/200/2400-DG-U-NA","Конвектор внутрипольный Royal Thermo ATRIUM-190/200/2400-DG-U-NA","НС-1477557","Royal Thermo","шт",45227,"RUB",28040.74,"RUB",45227,"RUB",31658.9,"RUB",30754.36,"RUB",30302.09,"RUB",29397.55,"RUB",24874.85,"RUB",24422.58,"RUB"]
["RT-A-190/200/2600-DG-U-AU","Конвектор внутрипольный Royal Thermo ATRIUM-190/200/2600-DG-U-AU","НС-1493167","Royal Thermo","шт",48445,"RUB",30035.9,"RUB",48445,"RUB",33911.5,"RUB",32942.6,"RUB",32458.15,"RUB",31489.25,"RUB",26644.75,"RUB",26160.3,"RUB"]
["RT-A-190/200/2600-DG-U-BL","Конвектор внутрипольный Royal Thermo ATRIUM-190/200/2600-DG-U-BL","НС-1493433","Royal Thermo","шт",48445,"RUB",30035.9,"RUB",48445,"RUB",33911.5,"RUB",32942.6,"RUB",32458.15,"RUB",31489.25,"RUB",26644.75,"RUB",26160.3,"RUB"]
["RT-A-190/200/2600-DG-U-DB","Конвектор внутрипольный Royal Thermo ATRIUM-190/200/2600-DG-U-DB","НС-1477558","Royal Thermo","шт",48445,"RUB",30035.9,"RUB",48445,"RUB",33911.5,"RUB",32942.6,"RUB",32458.15,"RUB",31489.25,"RUB",26644.75,"RUB",26160.3,"RUB"]
["RT-A-190/200/2600-DG-U-LB","Конвектор внутрипольный Royal Thermo ATRIUM-190/200/2600-DG-U-LB","НС-1477559","Royal Thermo","шт",48445,"RUB",30035.9,"RUB",48445,"RUB",33911.5,"RUB",32942.6,"RUB",32458.15,"RUB",31489.25,"RUB",26644.75,"RUB",26160.3,"RUB"]
["RT-A-190/200/2600-DG-U-NA","Конвектор внутрипольный Royal Thermo ATRIUM-190/200/2600-DG-U-NA","НС-1477560","Royal Thermo","шт",48445,"RUB",30035.9,"RUB",48445,"RUB",33911.5,"RUB",32942.6,"RUB",32458.15,"RUB",31489.25,"RUB",26644.75,"RUB",26160.3,"RUB"]
["RT-A-190/200/2800-DG-U-AU","Конвектор внутрипольный Royal Thermo ATRIUM-190/200/2800-DG-U-AU","НС-1493168","Royal Thermo","шт",52718,"RUB",32685.16,"RUB",52718,"RUB",36902.6,"RUB",35848.239999999998,"RUB",35321.06,"RUB",34266.699999999997,"RUB",28994.9,"RUB",28467.72,"RUB"]
["RT-A-190/200/2800-DG-U-BL","Конвектор внутрипольный Royal Thermo ATRIUM-190/200/2800-DG-U-BL","НС-1493434","Royal Thermo","шт",52718,"RUB",32685.16,"RUB",52718,"RUB",36902.6,"RUB",35848.239999999998,"RUB",35321.06,"RUB",34266.699999999997,"RUB",28994.9,"RUB",28467.72,"RUB"]
["RT-A-190/200/2800-DG-U-DB","Конвектор внутрипольный Royal Thermo ATRIUM-190/200/2800-DG-U-DB","НС-1477561","Royal Thermo","шт",52718,"RUB",32685.16,"RUB",52718,"RUB",36902.6,"RUB",35848.239999999998,"RUB",35321.06,"RUB",34266.699999999997,"RUB",28994.9,"RUB",28467.72,"RUB"]
["RT-A-190/200/2800-DG-U-LB","Конвектор внутрипольный Royal Thermo ATRIUM-190/200/2800-DG-U-LB","НС-1477562","Royal Thermo","шт",52718,"RUB",32685.16,"RUB",52718,"RUB",36902.6,"RUB",35848.239999999998,"RUB",35321.06,"RUB",34266.699999999997,"RUB",28994.9,"RUB",28467.72,"RUB"]
["RT-A-190/200/2800-DG-U-NA","Конвектор внутрипольный Royal Thermo ATRIUM-190/200/2800-DG-U-NA","НС-1477563","Royal Thermo","шт",52718,"RUB",32685.16,"RUB",52718,"RUB",36902.6,"RUB",35848.239999999998,"RUB",35321.06,"RUB",34266.699999999997,"RUB",28994.9,"RUB",28467.72,"RUB"]
["RT-A-190/200/3000-DG-U-AU","Конвектор внутрипольный Royal Thermo ATRIUM-190/200/3000-DG-U-AU","НС-1493169","Royal Thermo","шт",56160,"RUB",34819.199999999997,"RUB",56160,"RUB",39312,"RUB",38188.800000000003,"RUB",37627.199999999997,"RUB",36504,"RUB",30888,"RUB",30326.400000000001,"RUB"]
["RT-A-190/200/3000-DG-U-BL","Конвектор внутрипольный Royal Thermo ATRIUM-190/200/3000-DG-U-BL","НС-1493435","Royal Thermo","шт",56160,"RUB",34819.199999999997,"RUB",56160,"RUB",39312,"RUB",38188.800000000003,"RUB",37627.199999999997,"RUB",36504,"RUB",30888,"RUB",30326.400000000001,"RUB"]
["RT-A-190/200/3000-DG-U-DB","Конвектор внутрипольный Royal Thermo ATRIUM-190/200/3000-DG-U-DB","НС-1477564","Royal Thermo","шт",56160,"RUB",34819.199999999997,"RUB",56160,"RUB",39312,"RUB",38188.800000000003,"RUB",37627.199999999997,"RUB",36504,"RUB",30888,"RUB",30326.400000000001,"RUB"]
["RT-A-190/200/3000-DG-U-LB","Конвектор внутрипольный Royal Thermo ATRIUM-190/200/3000-DG-U-LB","НС-1477565","Royal Thermo","шт",56160,"RUB",34819.199999999997,"RUB",56160,"RUB",39312,"RUB",38188.800000000003,"RUB",37627.199999999997,"RUB",36504,"RUB",30888,"RUB",30326.400000000001,"RUB"]
["RT-A-190/200/3000-DG-U-NA","Конвектор внутрипольный Royal Thermo ATRIUM-190/200/3000-DG-U-NA","НС-1477566","Royal Thermo","шт",56160,"RUB",34819.199999999997,"RUB",56160,"RUB",39312,"RUB",38188.800000000003,"RUB",37627.199999999997,"RUB",36504,"RUB",30888,"RUB",30326.400000000001,"RUB"]
["RT-A-190/200/800-DG-U-AU","Конвектор внутрипольный Royal Thermo ATRIUM-190/200/800-DG-U-AU","НС-1493170","Royal Thermo","шт",18649,"RUB",11562.38,"RUB",18649,"RUB",13054.3,"RUB",12681.32,"RUB",12494.83,"RUB",12121.85,"RUB",10256.950000000001,"RUB",10070.459999999999,"RUB"]
["RT-A-190/200/800-DG-U-BL","Конвектор внутрипольный Royal Thermo ATRIUM-190/200/800-DG-U-BL","НС-1493436","Royal Thermo","шт",18649,"RUB",11562.38,"RUB",18649,"RUB",13054.3,"RUB",12681.32,"RUB",12494.83,"RUB",12121.85,"RUB",10256.950000000001,"RUB",10070.459999999999,"RUB"]
["RT-A-190/200/800-DG-U-DB","Конвектор внутрипольный Royal Thermo ATRIUM-190/200/800-DG-U-DB","НС-1477567","Royal Thermo","шт",18649,"RUB",11562.38,"RUB",18649,"RUB",13054.3,"RUB",12681.32,"RUB",12494.83,"RUB",12121.85,"RUB",10256.950000000001,"RUB",10070.459999999999,"RUB"]
["RT-A-190/200/800-DG-U-LB","Конвектор внутрипольный Royal Thermo ATRIUM-190/200/800-DG-U-LB","НС-1477568","Royal Thermo","шт",18649,"RUB",11562.38,"RUB",18649,"RUB",13054.3,"RUB",12681.32,"RUB",12494.83,"RUB",12121.85,"RUB",10256.950000000001,"RUB",10070.459999999999,"RUB"]
["RT-A-190/200/800-DG-U-NA","Конвектор внутрипольный Royal Thermo ATRIUM-190/200/800-DG-U-NA","НС-1477569","Royal Thermo","шт",18649,"RUB",11562.38,"RUB",18649,"RUB",13054.3,"RUB",12681.32,"RUB",12494.83,"RUB",12121.85,"RUB",10256.950000000001,"RUB",10070.459999999999,"RUB"]
["RT-A-190/250/1000-DG-U-AU","Конвектор внутрипольный Royal Thermo ATRIUM-190/250/1000-DG-U-AU","НС-1493172","Royal Thermo","шт",25031,"RUB",15519.22,"RUB",25031,"RUB",17521.7,"RUB",17021.080000000002,"RUB",16770.77,"RUB",16270.15,"RUB",13767.05,"RUB",13516.74,"RUB"]
["RT-A-190/250/1000-DG-U-BL","Конвектор внутрипольный Royal Thermo ATRIUM-190/250/1000-DG-U-BL","НС-1493438","Royal Thermo","шт",25031,"RUB",15519.22,"RUB",25031,"RUB",17521.7,"RUB",17021.080000000002,"RUB",16770.77,"RUB",16270.15,"RUB",13767.05,"RUB",13516.74,"RUB"]
["RT-A-190/250/1000-DG-U-DB","Конвектор внутрипольный Royal Thermo ATRIUM-190/250/1000-DG-U-DB","НС-1477573","Royal Thermo","шт",25031,"RUB",15519.22,"RUB",25031,"RUB",17521.7,"RUB",17021.080000000002,"RUB",16770.77,"RUB",16270.15,"RUB",13767.05,"RUB",13516.74,"RUB"]
["RT-A-190/250/1000-DG-U-LB","Конвектор внутрипольный Royal Thermo ATRIUM-190/250/1000-DG-U-LB","НС-1477574","Royal Thermo","шт",25031,"RUB",15519.22,"RUB",25031,"RUB",17521.7,"RUB",17021.080000000002,"RUB",16770.77,"RUB",16270.15,"RUB",13767.05,"RUB",13516.74,"RUB"]
["RT-A-190/250/1000-DG-U-NA","Конвектор внутрипольный Royal Thermo ATRIUM-190/250/1000-DG-U-NA","НС-1477575","Royal Thermo","шт",25031,"RUB",15519.22,"RUB",25031,"RUB",17521.7,"RUB",17021.080000000002,"RUB",16770.77,"RUB",16270.15,"RUB",13767.05,"RUB",13516.74,"RUB"]
["RT-A-190/250/1200-DG-U-AU","Конвектор внутрипольный Royal Thermo ATRIUM-190/250/1200-DG-U-AU","НС-1493173","Royal Thermo","шт",29005,"RUB",17983.099999999999,"RUB",29005,"RUB",20303.5,"RUB",19723.400000000001,"RUB",19433.349999999999,"RUB",18853.25,"RUB",15952.75,"RUB",15662.7,"RUB"]
["RT-A-190/250/1200-DG-U-BL","Конвектор внутрипольный Royal Thermo ATRIUM-190/250/1200-DG-U-BL","НС-1493439","Royal Thermo","шт",29005,"RUB",17983.099999999999,"RUB",29005,"RUB",20303.5,"RUB",19723.400000000001,"RUB",19433.349999999999,"RUB",18853.25,"RUB",15952.75,"RUB",15662.7,"RUB"]
["RT-A-190/250/1200-DG-U-DB","Конвектор внутрипольный Royal Thermo ATRIUM-190/250/1200-DG-U-DB","НС-1477576","Royal Thermo","шт",29005,"RUB",17983.099999999999,"RUB",29005,"RUB",20303.5,"RUB",19723.400000000001,"RUB",19433.349999999999,"RUB",18853.25,"RUB",15952.75,"RUB",15662.7,"RUB"]
["RT-A-190/250/1200-DG-U-LB","Конвектор внутрипольный Royal Thermo ATRIUM-190/250/1200-DG-U-LB","НС-1477577","Royal Thermo","шт",29005,"RUB",17983.099999999999,"RUB",29005,"RUB",20303.5,"RUB",19723.400000000001,"RUB",19433.349999999999,"RUB",18853.25,"RUB",15952.75,"RUB",15662.7,"RUB"]
["RT-A-190/250/1200-DG-U-NA","Конвектор внутрипольный Royal Thermo ATRIUM-190/250/1200-DG-U-NA","НС-1477578","Royal Thermo","шт",29005,"RUB",17983.099999999999,"RUB",29005,"RUB",20303.5,"RUB",19723.400000000001,"RUB",19433.349999999999,"RUB",18853.25,"RUB",15952.75,"RUB",15662.7,"RUB"]
["RT-A-190/250/1400-DG-U-AU","Конвектор внутрипольный Royal Thermo ATRIUM-190/250/1400-DG-U-AU","НС-1493174","Royal Thermo","шт",33132,"RUB",20541.84,"RUB",33132,"RUB",23192.400000000001,"RUB",22529.759999999998,"RUB",22198.44,"RUB",21535.8,"RUB",18222.599999999999,"RUB",17891.28,"RUB"]
["RT-A-190/250/1400-DG-U-BL","Конвектор внутрипольный Royal Thermo ATRIUM-190/250/1400-DG-U-BL","НС-1493440","Royal Thermo","шт",33132,"RUB",20541.84,"RUB",33132,"RUB",23192.400000000001,"RUB",22529.759999999998,"RUB",22198.44,"RUB",21535.8,"RUB",18222.599999999999,"RUB",17891.28,"RUB"]
["RT-A-190/250/1400-DG-U-DB","Конвектор внутрипольный Royal Thermo ATRIUM-190/250/1400-DG-U-DB","НС-1477579","Royal Thermo","шт",33132,"RUB",20541.84,"RUB",33132,"RUB",23192.400000000001,"RUB",22529.759999999998,"RUB",22198.44,"RUB",21535.8,"RUB",18222.599999999999,"RUB",17891.28,"RUB"]
["RT-A-190/250/1400-DG-U-LB","Конвектор внутрипольный Royal Thermo ATRIUM-190/250/1400-DG-U-LB","НС-1477580","Royal Thermo","шт",33132,"RUB",20541.84,"RUB",33132,"RUB",23192.400000000001,"RUB",22529.759999999998,"RUB",22198.44,"RUB",21535.8,"RUB",18222.599999999999,"RUB",17891.28,"RUB"]
["RT-A-190/250/1400-DG-U-NA","Конвектор внутрипольный Royal Thermo ATRIUM-190/250/1400-DG-U-NA","НС-1477581","Royal Thermo","шт",33132,"RUB",20541.84,"RUB",33132,"RUB",23192.400000000001,"RUB",22529.759999999998,"RUB",22198.44,"RUB",21535.8,"RUB",18222.599999999999,"RUB",17891.28,"RUB"]
["RT-A-190/250/1600-DG-U-AU","Конвектор внутрипольный Royal Thermo ATRIUM-190/250/1600-DG-U-AU","НС-1493175","Royal Thermo","шт",37365,"RUB",23166.3,"RUB",37365,"RUB",26155.5,"RUB",25408.2,"RUB",25034.55,"RUB",24287.25,"RUB",20550.75,"RUB",20177.099999999999,"RUB"]
["RT-A-190/250/1600-DG-U-BL","Конвектор внутрипольный Royal Thermo ATRIUM-190/250/1600-DG-U-BL","НС-1493441","Royal Thermo","шт",37365,"RUB",23166.3,"RUB",37365,"RUB",26155.5,"RUB",25408.2,"RUB",25034.55,"RUB",24287.25,"RUB",20550.75,"RUB",20177.099999999999,"RUB"]
["RT-A-190/250/1600-DG-U-DB","Конвектор внутрипольный Royal Thermo ATRIUM-190/250/1600-DG-U-DB","НС-1477582","Royal Thermo","шт",37365,"RUB",23166.3,"RUB",37365,"RUB",26155.5,"RUB",25408.2,"RUB",25034.55,"RUB",24287.25,"RUB",20550.75,"RUB",20177.099999999999,"RUB"]
["RT-A-190/250/1600-DG-U-LB","Конвектор внутрипольный Royal Thermo ATRIUM-190/250/1600-DG-U-LB","НС-1477583","Royal Thermo","шт",37365,"RUB",23166.3,"RUB",37365,"RUB",26155.5,"RUB",25408.2,"RUB",25034.55,"RUB",24287.25,"RUB",20550.75,"RUB",20177.099999999999,"RUB"]
["RT-A-190/250/1600-DG-U-NA","Конвектор внутрипольный Royal Thermo ATRIUM-190/250/1600-DG-U-NA","НС-1477584","Royal Thermo","шт",37365,"RUB",23166.3,"RUB",37365,"RUB",26155.5,"RUB",25408.2,"RUB",25034.55,"RUB",24287.25,"RUB",20550.75,"RUB",20177.099999999999,"RUB"]
["RT-A-190/250/1800-DG-U-AU","Конвектор внутрипольный Royal Thermo ATRIUM-190/250/1800-DG-U-AU","НС-1493176","Royal Thermo","шт",41426,"RUB",25684.12,"RUB",41426,"RUB",28998.2,"RUB",28169.68,"RUB",27755.42,"RUB",26926.9,"RUB",22784.3,"RUB",22370.04,"RUB"]
["RT-A-190/250/1800-DG-U-BL","Конвектор внутрипольный Royal Thermo ATRIUM-190/250/1800-DG-U-BL","НС-1493442","Royal Thermo","шт",41426,"RUB",25684.12,"RUB",41426,"RUB",28998.2,"RUB",28169.68,"RUB",27755.42,"RUB",26926.9,"RUB",22784.3,"RUB",22370.04,"RUB"]
["RT-A-190/250/1800-DG-U-DB","Конвектор внутрипольный Royal Thermo ATRIUM-190/250/1800-DG-U-DB","НС-1477585","Royal Thermo","шт",41426,"RUB",25684.12,"RUB",41426,"RUB",28998.2,"RUB",28169.68,"RUB",27755.42,"RUB",26926.9,"RUB",22784.3,"RUB",22370.04,"RUB"]
["RT-A-190/250/1800-DG-U-LB","Конвектор внутрипольный Royal Thermo ATRIUM-190/250/1800-DG-U-LB","НС-1477586","Royal Thermo","шт",41426,"RUB",25684.12,"RUB",41426,"RUB",28998.2,"RUB",28169.68,"RUB",27755.42,"RUB",26926.9,"RUB",22784.3,"RUB",22370.04,"RUB"]
["RT-A-190/250/1800-DG-U-NA","Конвектор внутрипольный Royal Thermo ATRIUM-190/250/1800-DG-U-NA","НС-1477587","Royal Thermo","шт",41426,"RUB",25684.12,"RUB",41426,"RUB",28998.2,"RUB",28169.68,"RUB",27755.42,"RUB",26926.9,"RUB",22784.3,"RUB",22370.04,"RUB"]
["RT-A-190/250/2000-DG-U-AU","Конвектор внутрипольный Royal Thermo ATRIUM-190/250/2000-DG-U-AU","НС-1493177","Royal Thermo","шт",45555,"RUB",28244.1,"RUB",45555,"RUB",31888.5,"RUB",30977.4,"RUB",30521.85,"RUB",29610.75,"RUB",25055.25,"RUB",24599.7,"RUB"]
["RT-A-190/250/2000-DG-U-BL","Конвектор внутрипольный Royal Thermo ATRIUM-190/250/2000-DG-U-BL","НС-1493443","Royal Thermo","шт",45555,"RUB",28244.1,"RUB",45555,"RUB",31888.5,"RUB",30977.4,"RUB",30521.85,"RUB",29610.75,"RUB",25055.25,"RUB",24599.7,"RUB"]
["RT-A-190/250/2000-DG-U-DB","Конвектор внутрипольный Royal Thermo ATRIUM-190/250/2000-DG-U-DB","НС-1477588","Royal Thermo","шт",45555,"RUB",28244.1,"RUB",45555,"RUB",31888.5,"RUB",30977.4,"RUB",30521.85,"RUB",29610.75,"RUB",25055.25,"RUB",24599.7,"RUB"]
["RT-A-190/250/2000-DG-U-LB","Конвектор внутрипольный Royal Thermo ATRIUM-190/250/2000-DG-U-LB","НС-1477589","Royal Thermo","шт",45555,"RUB",28244.1,"RUB",45555,"RUB",31888.5,"RUB",30977.4,"RUB",30521.85,"RUB",29610.75,"RUB",25055.25,"RUB",24599.7,"RUB"]
["RT-A-190/250/2000-DG-U-NA","Конвектор внутрипольный Royal Thermo ATRIUM-190/250/2000-DG-U-NA","НС-1477590","Royal Thermo","шт",45555,"RUB",28244.1,"RUB",45555,"RUB",31888.5,"RUB",30977.4,"RUB",30521.85,"RUB",29610.75,"RUB",25055.25,"RUB",24599.7,"RUB"]
["RT-A-190/250/2200-DG-U-AU","Конвектор внутрипольный Royal Thermo ATRIUM-190/250/2200-DG-U-AU","НС-1493178","Royal Thermo","шт",49520,"RUB",30702.400000000001,"RUB",49520,"RUB",34664,"RUB",33673.599999999999,"RUB",33178.400000000001,"RUB",32188,"RUB",27236,"RUB",26740.799999999999,"RUB"]
["RT-A-190/250/2200-DG-U-BL","Конвектор внутрипольный Royal Thermo ATRIUM-190/250/2200-DG-U-BL","НС-1493444","Royal Thermo","шт",49520,"RUB",30702.400000000001,"RUB",49520,"RUB",34664,"RUB",33673.599999999999,"RUB",33178.400000000001,"RUB",32188,"RUB",27236,"RUB",26740.799999999999,"RUB"]
["RT-A-190/250/2200-DG-U-DB","Конвектор внутрипольный Royal Thermo ATRIUM-190/250/2200-DG-U-DB","НС-1477591","Royal Thermo","шт",49520,"RUB",30702.400000000001,"RUB",49520,"RUB",34664,"RUB",33673.599999999999,"RUB",33178.400000000001,"RUB",32188,"RUB",27236,"RUB",26740.799999999999,"RUB"]
["RT-A-190/250/2200-DG-U-LB","Конвектор внутрипольный Royal Thermo ATRIUM-190/250/2200-DG-U-LB","НС-1477592","Royal Thermo","шт",49520,"RUB",30702.400000000001,"RUB",49520,"RUB",34664,"RUB",33673.599999999999,"RUB",33178.400000000001,"RUB",32188,"RUB",27236,"RUB",26740.799999999999,"RUB"]
["RT-A-190/250/2200-DG-U-NA","Конвектор внутрипольный Royal Thermo ATRIUM-190/250/2200-DG-U-NA","НС-1477593","Royal Thermo","шт",49520,"RUB",30702.400000000001,"RUB",49520,"RUB",34664,"RUB",33673.599999999999,"RUB",33178.400000000001,"RUB",32188,"RUB",27236,"RUB",26740.799999999999,"RUB"]
["RT-A-190/250/2400-DG-U-AU","Конвектор внутрипольный Royal Thermo ATRIUM-190/250/2400-DG-U-AU","НС-1493179","Royal Thermo","шт",53566,"RUB",33210.92,"RUB",53566,"RUB",37496.199999999997,"RUB",36424.879999999997,"RUB",35889.22,"RUB",34817.9,"RUB",29461.3,"RUB",28925.64,"RUB"]
["RT-A-190/250/2400-DG-U-BL","Конвектор внутрипольный Royal Thermo ATRIUM-190/250/2400-DG-U-BL","НС-1493445","Royal Thermo","шт",53566,"RUB",33210.92,"RUB",53566,"RUB",37496.199999999997,"RUB",36424.879999999997,"RUB",35889.22,"RUB",34817.9,"RUB",29461.3,"RUB",28925.64,"RUB"]
["RT-A-190/250/2400-DG-U-DB","Конвектор внутрипольный Royal Thermo ATRIUM-190/250/2400-DG-U-DB","НС-1477594","Royal Thermo","шт",53566,"RUB",33210.92,"RUB",53566,"RUB",37496.199999999997,"RUB",36424.879999999997,"RUB",35889.22,"RUB",34817.9,"RUB",29461.3,"RUB",28925.64,"RUB"]
["RT-A-190/250/2400-DG-U-LB","Конвектор внутрипольный Royal Thermo ATRIUM-190/250/2400-DG-U-LB","НС-1477595","Royal Thermo","шт",53566,"RUB",33210.92,"RUB",53566,"RUB",37496.199999999997,"RUB",36424.879999999997,"RUB",35889.22,"RUB",34817.9,"RUB",29461.3,"RUB",28925.64,"RUB"]
["RT-A-190/250/2400-DG-U-NA","Конвектор внутрипольный Royal Thermo ATRIUM-190/250/2400-DG-U-NA","НС-1477596","Royal Thermo","шт",53566,"RUB",33210.92,"RUB",53566,"RUB",37496.199999999997,"RUB",36424.879999999997,"RUB",35889.22,"RUB",34817.9,"RUB",29461.3,"RUB",28925.64,"RUB"]
["RT-A-190/250/2600-DG-U-AU","Конвектор внутрипольный Royal Thermo ATRIUM-190/250/2600-DG-U-AU","НС-1493180","Royal Thermo","шт",57556,"RUB",35684.720000000001,"RUB",57556,"RUB",40289.199999999997,"RUB",39138.080000000002,"RUB",38562.519999999997,"RUB",37411.4,"RUB",31655.8,"RUB",31080.240000000002,"RUB"]
["RT-A-190/250/2600-DG-U-BL","Конвектор внутрипольный Royal Thermo ATRIUM-190/250/2600-DG-U-BL","НС-1493446","Royal Thermo","шт",57556,"RUB",35684.720000000001,"RUB",57556,"RUB",40289.199999999997,"RUB",39138.080000000002,"RUB",38562.519999999997,"RUB",37411.4,"RUB",31655.8,"RUB",31080.240000000002,"RUB"]
["RT-A-190/250/2600-DG-U-DB","Конвектор внутрипольный Royal Thermo ATRIUM-190/250/2600-DG-U-DB","НС-1477597","Royal Thermo","шт",57556,"RUB",35684.720000000001,"RUB",57556,"RUB",40289.199999999997,"RUB",39138.080000000002,"RUB",38562.519999999997,"RUB",37411.4,"RUB",31655.8,"RUB",31080.240000000002,"RUB"]
["RT-A-190/250/2600-DG-U-LB","Конвектор внутрипольный Royal Thermo ATRIUM-190/250/2600-DG-U-LB","НС-1477598","Royal Thermo","шт",57556,"RUB",35684.720000000001,"RUB",57556,"RUB",40289.199999999997,"RUB",39138.080000000002,"RUB",38562.519999999997,"RUB",37411.4,"RUB",31655.8,"RUB",31080.240000000002,"RUB"]
["RT-A-190/250/2600-DG-U-NA","Конвектор внутрипольный Royal Thermo ATRIUM-190/250/2600-DG-U-NA","НС-1477599","Royal Thermo","шт",57556,"RUB",35684.720000000001,"RUB",57556,"RUB",40289.199999999997,"RUB",39138.080000000002,"RUB",38562.519999999997,"RUB",37411.4,"RUB",31655.8,"RUB",31080.240000000002,"RUB"]
["RT-A-190/250/2800-DG-U-AU","Конвектор внутрипольный Royal Thermo ATRIUM-190/250/2800-DG-U-AU","НС-1493181","Royal Thermo","шт",63895,"RUB",39614.9,"RUB",63895,"RUB",44726.5,"RUB",43448.6,"RUB",42809.65,"RUB",41531.75,"RUB",35142.25,"RUB",34503.300000000003,"RUB"]
["RT-A-190/250/2800-DG-U-BL","Конвектор внутрипольный Royal Thermo ATRIUM-190/250/2800-DG-U-BL","НС-1493447","Royal Thermo","шт",63895,"RUB",39614.9,"RUB",63895,"RUB",44726.5,"RUB",43448.6,"RUB",42809.65,"RUB",41531.75,"RUB",35142.25,"RUB",34503.300000000003,"RUB"]
["RT-A-190/250/2800-DG-U-DB","Конвектор внутрипольный Royal Thermo ATRIUM-190/250/2800-DG-U-DB","НС-1477600","Royal Thermo","шт",63895,"RUB",39614.9,"RUB",63895,"RUB",44726.5,"RUB",43448.6,"RUB",42809.65,"RUB",41531.75,"RUB",35142.25,"RUB",34503.300000000003,"RUB"]
["RT-A-190/250/2800-DG-U-LB","Конвектор внутрипольный Royal Thermo ATRIUM-190/250/2800-DG-U-LB","НС-1477601","Royal Thermo","шт",63895,"RUB",39614.9,"RUB",63895,"RUB",44726.5,"RUB",43448.6,"RUB",42809.65,"RUB",41531.75,"RUB",35142.25,"RUB",34503.300000000003,"RUB"]
["RT-A-190/250/2800-DG-U-NA","Конвектор внутрипольный Royal Thermo ATRIUM-190/250/2800-DG-U-NA","НС-1477602","Royal Thermo","шт",63895,"RUB",39614.9,"RUB",63895,"RUB",44726.5,"RUB",43448.6,"RUB",42809.65,"RUB",41531.75,"RUB",35142.25,"RUB",34503.300000000003,"RUB"]
["RT-A-190/250/3000-DG-U-AU","Конвектор внутрипольный Royal Thermo ATRIUM-190/250/3000-DG-U-AU","НС-1493182","Royal Thermo","шт",68136,"RUB",42244.32,"RUB",68136,"RUB",47695.199999999997,"RUB",46332.480000000003,"RUB",45651.12,"RUB",44288.4,"RUB",37474.800000000003,"RUB",36793.440000000002,"RUB"]
["RT-A-190/250/3000-DG-U-BL","Конвектор внутрипольный Royal Thermo ATRIUM-190/250/3000-DG-U-BL","НС-1493448","Royal Thermo","шт",68136,"RUB",42244.32,"RUB",68136,"RUB",47695.199999999997,"RUB",46332.480000000003,"RUB",45651.12,"RUB",44288.4,"RUB",37474.800000000003,"RUB",36793.440000000002,"RUB"]
["RT-A-190/250/3000-DG-U-DB","Конвектор внутрипольный Royal Thermo ATRIUM-190/250/3000-DG-U-DB","НС-1477603","Royal Thermo","шт",68136,"RUB",42244.32,"RUB",68136,"RUB",47695.199999999997,"RUB",46332.480000000003,"RUB",45651.12,"RUB",44288.4,"RUB",37474.800000000003,"RUB",36793.440000000002,"RUB"]
["RT-A-190/250/3000-DG-U-LB","Конвектор внутрипольный Royal Thermo ATRIUM-190/250/3000-DG-U-LB","НС-1477604","Royal Thermo","шт",68136,"RUB",42244.32,"RUB",68136,"RUB",47695.199999999997,"RUB",46332.480000000003,"RUB",45651.12,"RUB",44288.4,"RUB",37474.800000000003,"RUB",36793.440000000002,"RUB"]
["RT-A-190/250/3000-DG-U-NA","Конвектор внутрипольный Royal Thermo ATRIUM-190/250/3000-DG-U-NA","НС-1477605","Royal Thermo","шт",68136,"RUB",42244.32,"RUB",68136,"RUB",47695.199999999997,"RUB",46332.480000000003,"RUB",45651.12,"RUB",44288.4,"RUB",37474.800000000003,"RUB",36793.440000000002,"RUB"]
["RT-A-190/250/800-DG-U-AU","Конвектор внутрипольный Royal Thermo ATRIUM-190/250/800-DG-U-AU","НС-1493183","Royal Thermo","шт",21101,"RUB",13082.62,"RUB",21101,"RUB",14770.7,"RUB",14348.68,"RUB",14137.67,"RUB",13715.65,"RUB",11605.55,"RUB",11394.54,"RUB"]
["RT-A-190/250/800-DG-U-BL","Конвектор внутрипольный Royal Thermo ATRIUM-190/250/800-DG-U-BL","НС-1493449","Royal Thermo","шт",21101,"RUB",13082.62,"RUB",21101,"RUB",14770.7,"RUB",14348.68,"RUB",14137.67,"RUB",13715.65,"RUB",11605.55,"RUB",11394.54,"RUB"]
["RT-A-190/250/800-DG-U-DB","Конвектор внутрипольный Royal Thermo ATRIUM-190/250/800-DG-U-DB","НС-1477606","Royal Thermo","шт",21101,"RUB",13082.62,"RUB",21101,"RUB",14770.7,"RUB",14348.68,"RUB",14137.67,"RUB",13715.65,"RUB",11605.55,"RUB",11394.54,"RUB"]
["RT-A-190/250/800-DG-U-LB","Конвектор внутрипольный Royal Thermo ATRIUM-190/250/800-DG-U-LB","НС-1477607","Royal Thermo","шт",21101,"RUB",13082.62,"RUB",21101,"RUB",14770.7,"RUB",14348.68,"RUB",14137.67,"RUB",13715.65,"RUB",11605.55,"RUB",11394.54,"RUB"]
["RT-A-190/250/800-DG-U-NA","Конвектор внутрипольный Royal Thermo ATRIUM-190/250/800-DG-U-NA","НС-1477608","Royal Thermo","шт",21101,"RUB",13082.62,"RUB",21101,"RUB",14770.7,"RUB",14348.68,"RUB",14137.67,"RUB",13715.65,"RUB",11605.55,"RUB",11394.54,"RUB"]
["RT-A-190/300/1000-DG-U-AU","Конвектор внутрипольный Royal Thermo ATRIUM-190/300/1000-DG-U-AU","НС-1493185","Royal Thermo","шт",28514,"RUB",17678.68,"RUB",28514,"RUB",19959.8,"RUB",19389.52,"RUB",19104.38,"RUB",18534.099999999999,"RUB",15682.7,"RUB",15397.56,"RUB"]
["RT-A-190/300/1000-DG-U-BL","Конвектор внутрипольный Royal Thermo ATRIUM-190/300/1000-DG-U-BL","НС-1493451","Royal Thermo","шт",28514,"RUB",17678.68,"RUB",28514,"RUB",19959.8,"RUB",19389.52,"RUB",19104.38,"RUB",18534.099999999999,"RUB",15682.7,"RUB",15397.56,"RUB"]
["RT-A-190/300/1000-DG-U-DB","Конвектор внутрипольный Royal Thermo ATRIUM-190/300/1000-DG-U-DB","НС-1477612","Royal Thermo","шт",28514,"RUB",17678.68,"RUB",28514,"RUB",19959.8,"RUB",19389.52,"RUB",19104.38,"RUB",18534.099999999999,"RUB",15682.7,"RUB",15397.56,"RUB"]
["RT-A-190/300/1000-DG-U-LB","Конвектор внутрипольный Royal Thermo ATRIUM-190/300/1000-DG-U-LB","НС-1477613","Royal Thermo","шт",28514,"RUB",17678.68,"RUB",28514,"RUB",19959.8,"RUB",19389.52,"RUB",19104.38,"RUB",18534.099999999999,"RUB",15682.7,"RUB",15397.56,"RUB"]
["RT-A-190/300/1000-DG-U-NA","Конвектор внутрипольный Royal Thermo ATRIUM-190/300/1000-DG-U-NA","НС-1477614","Royal Thermo","шт",28514,"RUB",17678.68,"RUB",28514,"RUB",19959.8,"RUB",19389.52,"RUB",19104.38,"RUB",18534.099999999999,"RUB",15682.7,"RUB",15397.56,"RUB"]
["RT-A-190/300/1200-DG-U-AU","Конвектор внутрипольный Royal Thermo ATRIUM-190/300/1200-DG-U-AU","НС-1493186","Royal Thermo","шт",33083,"RUB",20511.46,"RUB",33083,"RUB",23158.1,"RUB",22496.44,"RUB",22165.61,"RUB",21503.95,"RUB",18195.650000000001,"RUB",17864.82,"RUB"]
["RT-A-190/300/1200-DG-U-BL","Конвектор внутрипольный Royal Thermo ATRIUM-190/300/1200-DG-U-BL","НС-1493452","Royal Thermo","шт",33083,"RUB",20511.46,"RUB",33083,"RUB",23158.1,"RUB",22496.44,"RUB",22165.61,"RUB",21503.95,"RUB",18195.650000000001,"RUB",17864.82,"RUB"]
["RT-A-190/300/1200-DG-U-DB","Конвектор внутрипольный Royal Thermo ATRIUM-190/300/1200-DG-U-DB","НС-1477615","Royal Thermo","шт",33083,"RUB",20511.46,"RUB",33083,"RUB",23158.1,"RUB",22496.44,"RUB",22165.61,"RUB",21503.95,"RUB",18195.650000000001,"RUB",17864.82,"RUB"]
["RT-A-190/300/1200-DG-U-LB","Конвектор внутрипольный Royal Thermo ATRIUM-190/300/1200-DG-U-LB","НС-1477616","Royal Thermo","шт",33083,"RUB",20511.46,"RUB",33083,"RUB",23158.1,"RUB",22496.44,"RUB",22165.61,"RUB",21503.95,"RUB",18195.650000000001,"RUB",17864.82,"RUB"]
["RT-A-190/300/1200-DG-U-NA","Конвектор внутрипольный Royal Thermo ATRIUM-190/300/1200-DG-U-NA","НС-1477617","Royal Thermo","шт",33083,"RUB",20511.46,"RUB",33083,"RUB",23158.1,"RUB",22496.44,"RUB",22165.61,"RUB",21503.95,"RUB",18195.650000000001,"RUB",17864.82,"RUB"]
["RT-A-190/300/1400-DG-U-AU","Конвектор внутрипольный Royal Thermo ATRIUM-190/300/1400-DG-U-AU","НС-1493187","Royal Thermo","шт",37816,"RUB",23445.919999999998,"RUB",37816,"RUB",26471.200000000001,"RUB",25714.880000000001,"RUB",25336.720000000001,"RUB",24580.400000000001,"RUB",20798.8,"RUB",20420.64,"RUB"]
["RT-A-190/300/1400-DG-U-BL","Конвектор внутрипольный Royal Thermo ATRIUM-190/300/1400-DG-U-BL","НС-1493453","Royal Thermo","шт",37816,"RUB",23445.919999999998,"RUB",37816,"RUB",26471.200000000001,"RUB",25714.880000000001,"RUB",25336.720000000001,"RUB",24580.400000000001,"RUB",20798.8,"RUB",20420.64,"RUB"]
["RT-A-190/300/1400-DG-U-DB","Конвектор внутрипольный Royal Thermo ATRIUM-190/300/1400-DG-U-DB","НС-1477618","Royal Thermo","шт",37816,"RUB",23445.919999999998,"RUB",37816,"RUB",26471.200000000001,"RUB",25714.880000000001,"RUB",25336.720000000001,"RUB",24580.400000000001,"RUB",20798.8,"RUB",20420.64,"RUB"]
["RT-A-190/300/1400-DG-U-LB","Конвектор внутрипольный Royal Thermo ATRIUM-190/300/1400-DG-U-LB","НС-1477619","Royal Thermo","шт",37816,"RUB",23445.919999999998,"RUB",37816,"RUB",26471.200000000001,"RUB",25714.880000000001,"RUB",25336.720000000001,"RUB",24580.400000000001,"RUB",20798.8,"RUB",20420.64,"RUB"]
["RT-A-190/300/1400-DG-U-NA","Конвектор внутрипольный Royal Thermo ATRIUM-190/300/1400-DG-U-NA","НС-1477620","Royal Thermo","шт",37816,"RUB",23445.919999999998,"RUB",37816,"RUB",26471.200000000001,"RUB",25714.880000000001,"RUB",25336.720000000001,"RUB",24580.400000000001,"RUB",20798.8,"RUB",20420.64,"RUB"]
["RT-A-190/300/1600-DG-U-AU","Конвектор внутрипольный Royal Thermo ATRIUM-190/300/1600-DG-U-AU","НС-1493188","Royal Thermo","шт",42669,"RUB",26454.78,"RUB",42669,"RUB",29868.3,"RUB",29014.92,"RUB",28588.23,"RUB",27734.85,"RUB",23467.95,"RUB",23041.26,"RUB"]
["RT-A-190/300/1600-DG-U-BL","Конвектор внутрипольный Royal Thermo ATRIUM-190/300/1600-DG-U-BL","НС-1493454","Royal Thermo","шт",42669,"RUB",26454.78,"RUB",42669,"RUB",29868.3,"RUB",29014.92,"RUB",28588.23,"RUB",27734.85,"RUB",23467.95,"RUB",23041.26,"RUB"]
["RT-A-190/300/1600-DG-U-DB","Конвектор внутрипольный Royal Thermo ATRIUM-190/300/1600-DG-U-DB","НС-1477621","Royal Thermo","шт",42669,"RUB",26454.78,"RUB",42669,"RUB",29868.3,"RUB",29014.92,"RUB",28588.23,"RUB",27734.85,"RUB",23467.95,"RUB",23041.26,"RUB"]
["RT-A-190/300/1600-DG-U-LB","Конвектор внутрипольный Royal Thermo ATRIUM-190/300/1600-DG-U-LB","НС-1477622","Royal Thermo","шт",42669,"RUB",26454.78,"RUB",42669,"RUB",29868.3,"RUB",29014.92,"RUB",28588.23,"RUB",27734.85,"RUB",23467.95,"RUB",23041.26,"RUB"]
["RT-A-190/300/1600-DG-U-NA","Конвектор внутрипольный Royal Thermo ATRIUM-190/300/1600-DG-U-NA","НС-1477623","Royal Thermo","шт",42669,"RUB",26454.78,"RUB",42669,"RUB",29868.3,"RUB",29014.92,"RUB",28588.23,"RUB",27734.85,"RUB",23467.95,"RUB",23041.26,"RUB"]
["RT-A-190/300/1800-DG-U-AU","Конвектор внутрипольный Royal Thermo ATRIUM-190/300/1800-DG-U-AU","НС-1493189","Royal Thermo","шт",47335,"RUB",29347.7,"RUB",47335,"RUB",33134.5,"RUB",32187.8,"RUB",31714.45,"RUB",30767.75,"RUB",26034.25,"RUB",25560.9,"RUB"]
["RT-A-190/300/1800-DG-U-BL","Конвектор внутрипольный Royal Thermo ATRIUM-190/300/1800-DG-U-BL","НС-1493455","Royal Thermo","шт",47335,"RUB",29347.7,"RUB",47335,"RUB",33134.5,"RUB",32187.8,"RUB",31714.45,"RUB",30767.75,"RUB",26034.25,"RUB",25560.9,"RUB"]
["RT-A-190/300/1800-DG-U-DB","Конвектор внутрипольный Royal Thermo ATRIUM-190/300/1800-DG-U-DB","НС-1477624","Royal Thermo","шт",47335,"RUB",29347.7,"RUB",47335,"RUB",33134.5,"RUB",32187.8,"RUB",31714.45,"RUB",30767.75,"RUB",26034.25,"RUB",25560.9,"RUB"]
["RT-A-190/300/1800-DG-U-LB","Конвектор внутрипольный Royal Thermo ATRIUM-190/300/1800-DG-U-LB","НС-1477625","Royal Thermo","шт",47335,"RUB",29347.7,"RUB",47335,"RUB",33134.5,"RUB",32187.8,"RUB",31714.45,"RUB",30767.75,"RUB",26034.25,"RUB",25560.9,"RUB"]
["RT-A-190/300/1800-DG-U-NA","Конвектор внутрипольный Royal Thermo ATRIUM-190/300/1800-DG-U-NA","НС-1477626","Royal Thermo","шт",47335,"RUB",29347.7,"RUB",47335,"RUB",33134.5,"RUB",32187.8,"RUB",31714.45,"RUB",30767.75,"RUB",26034.25,"RUB",25560.9,"RUB"]
["RT-A-190/300/2000-DG-U-AU","Конвектор внутрипольный Royal Thermo ATRIUM-190/300/2000-DG-U-AU","НС-1493190","Royal Thermo","шт",52072,"RUB",32284.639999999999,"RUB",52072,"RUB",36450.400000000001,"RUB",35408.959999999999,"RUB",34888.239999999998,"RUB",33846.800000000003,"RUB",28639.599999999999,"RUB",28118.880000000001,"RUB"]
["RT-A-190/300/2000-DG-U-BL","Конвектор внутрипольный Royal Thermo ATRIUM-190/300/2000-DG-U-BL","НС-1493456","Royal Thermo","шт",52072,"RUB",32284.639999999999,"RUB",52072,"RUB",36450.400000000001,"RUB",35408.959999999999,"RUB",34888.239999999998,"RUB",33846.800000000003,"RUB",28639.599999999999,"RUB",28118.880000000001,"RUB"]
["RT-A-190/300/2000-DG-U-DB","Конвектор внутрипольный Royal Thermo ATRIUM-190/300/2000-DG-U-DB","НС-1477627","Royal Thermo","шт",52072,"RUB",32284.639999999999,"RUB",52072,"RUB",36450.400000000001,"RUB",35408.959999999999,"RUB",34888.239999999998,"RUB",33846.800000000003,"RUB",28639.599999999999,"RUB",28118.880000000001,"RUB"]
["RT-A-190/300/2000-DG-U-LB","Конвектор внутрипольный Royal Thermo ATRIUM-190/300/2000-DG-U-LB","НС-1477628","Royal Thermo","шт",52072,"RUB",32284.639999999999,"RUB",52072,"RUB",36450.400000000001,"RUB",35408.959999999999,"RUB",34888.239999999998,"RUB",33846.800000000003,"RUB",28639.599999999999,"RUB",28118.880000000001,"RUB"]
["RT-A-190/300/2000-DG-U-NA","Конвектор внутрипольный Royal Thermo ATRIUM-190/300/2000-DG-U-NA","НС-1477629","Royal Thermo","шт",52072,"RUB",32284.639999999999,"RUB",52072,"RUB",36450.400000000001,"RUB",35408.959999999999,"RUB",34888.239999999998,"RUB",33846.800000000003,"RUB",28639.599999999999,"RUB",28118.880000000001,"RUB"]
["RT-A-190/300/2200-DG-U-AU","Конвектор внутрипольный Royal Thermo ATRIUM-190/300/2200-DG-U-AU","НС-1493191","Royal Thermo","шт",56633,"RUB",35112.46,"RUB",56633,"RUB",39643.1,"RUB",38510.44,"RUB",37944.11,"RUB",36811.449999999997,"RUB",31148.15,"RUB",30581.82,"RUB"]
["RT-A-190/300/2200-DG-U-BL","Конвектор внутрипольный Royal Thermo ATRIUM-190/300/2200-DG-U-BL","НС-1493457","Royal Thermo","шт",56633,"RUB",35112.46,"RUB",56633,"RUB",39643.1,"RUB",38510.44,"RUB",37944.11,"RUB",36811.449999999997,"RUB",31148.15,"RUB",30581.82,"RUB"]
["RT-A-190/300/2200-DG-U-DB","Конвектор внутрипольный Royal Thermo ATRIUM-190/300/2200-DG-U-DB","НС-1477630","Royal Thermo","шт",56633,"RUB",35112.46,"RUB",56633,"RUB",39643.1,"RUB",38510.44,"RUB",37944.11,"RUB",36811.449999999997,"RUB",31148.15,"RUB",30581.82,"RUB"]
["RT-A-190/300/2200-DG-U-LB","Конвектор внутрипольный Royal Thermo ATRIUM-190/300/2200-DG-U-LB","НС-1477631","Royal Thermo","шт",56633,"RUB",35112.46,"RUB",56633,"RUB",39643.1,"RUB",38510.44,"RUB",37944.11,"RUB",36811.449999999997,"RUB",31148.15,"RUB",30581.82,"RUB"]
["RT-A-190/300/2200-DG-U-NA","Конвектор внутрипольный Royal Thermo ATRIUM-190/300/2200-DG-U-NA","НС-1477632","Royal Thermo","шт",56633,"RUB",35112.46,"RUB",56633,"RUB",39643.1,"RUB",38510.44,"RUB",37944.11,"RUB",36811.449999999997,"RUB",31148.15,"RUB",30581.82,"RUB"]
["RT-A-190/300/2400-DG-U-AU","Конвектор внутрипольный Royal Thermo ATRIUM-190/300/2400-DG-U-AU","НС-1493192","Royal Thermo","шт",61281,"RUB",37994.22,"RUB",61281,"RUB",42896.7,"RUB",41671.08,"RUB",41058.269999999997,"RUB",39832.65,"RUB",33704.550000000003,"RUB",33091.74,"RUB"]
["RT-A-190/300/2400-DG-U-BL","Конвектор внутрипольный Royal Thermo ATRIUM-190/300/2400-DG-U-BL","НС-1493458","Royal Thermo","шт",61281,"RUB",37994.22,"RUB",61281,"RUB",42896.7,"RUB",41671.08,"RUB",41058.269999999997,"RUB",39832.65,"RUB",33704.550000000003,"RUB",33091.74,"RUB"]
["RT-A-190/300/2400-DG-U-DB","Конвектор внутрипольный Royal Thermo ATRIUM-190/300/2400-DG-U-DB","НС-1477633","Royal Thermo","шт",61281,"RUB",37994.22,"RUB",61281,"RUB",42896.7,"RUB",41671.08,"RUB",41058.269999999997,"RUB",39832.65,"RUB",33704.550000000003,"RUB",33091.74,"RUB"]
["RT-A-190/300/2400-DG-U-LB","Конвектор внутрипольный Royal Thermo ATRIUM-190/300/2400-DG-U-LB","НС-1477634","Royal Thermo","шт",61281,"RUB",37994.22,"RUB",61281,"RUB",42896.7,"RUB",41671.08,"RUB",41058.269999999997,"RUB",39832.65,"RUB",33704.550000000003,"RUB",33091.74,"RUB"]
["RT-A-190/300/2400-DG-U-NA","Конвектор внутрипольный Royal Thermo ATRIUM-190/300/2400-DG-U-NA","НС-1510877","Royal Thermo","шт",61281,"RUB",37994.22,"RUB",61281,"RUB",42896.7,"RUB",41671.08,"RUB",41058.269999999997,"RUB",39832.65,"RUB",33704.550000000003,"RUB",33091.74,"RUB"]
["RT-A-190/300/2600-DG-U-AU","Конвектор внутрипольный Royal Thermo ATRIUM-190/300/2600-DG-U-AU","НС-1493193","Royal Thermo","шт",65865,"RUB",40836.300000000003,"RUB",65865,"RUB",46105.5,"RUB",44788.2,"RUB",44129.55,"RUB",42812.25,"RUB",36225.75,"RUB",35567.1,"RUB"]
["RT-A-190/300/2600-DG-U-BL","Конвектор внутрипольный Royal Thermo ATRIUM-190/300/2600-DG-U-BL","НС-1493459","Royal Thermo","шт",65865,"RUB",40836.300000000003,"RUB",65865,"RUB",46105.5,"RUB",44788.2,"RUB",44129.55,"RUB",42812.25,"RUB",36225.75,"RUB",35567.1,"RUB"]
["RT-A-190/300/2600-DG-U-DB","Конвектор внутрипольный Royal Thermo ATRIUM-190/300/2600-DG-U-DB","НС-1477636","Royal Thermo","шт",65865,"RUB",40836.300000000003,"RUB",65865,"RUB",46105.5,"RUB",44788.2,"RUB",44129.55,"RUB",42812.25,"RUB",36225.75,"RUB",35567.1,"RUB"]
["RT-A-190/300/2600-DG-U-LB","Конвектор внутрипольный Royal Thermo ATRIUM-190/300/2600-DG-U-LB","НС-1477637","Royal Thermo","шт",65865,"RUB",40836.300000000003,"RUB",65865,"RUB",46105.5,"RUB",44788.2,"RUB",44129.55,"RUB",42812.25,"RUB",36225.75,"RUB",35567.1,"RUB"]
["RT-A-190/300/2600-DG-U-NA","Конвектор внутрипольный Royal Thermo ATRIUM-190/300/2600-DG-U-NA","НС-1477638","Royal Thermo","шт",65865,"RUB",40836.300000000003,"RUB",65865,"RUB",46105.5,"RUB",44788.2,"RUB",44129.55,"RUB",42812.25,"RUB",36225.75,"RUB",35567.1,"RUB"]
["RT-A-190/300/2800-DG-U-AU","Конвектор внутрипольный Royal Thermo ATRIUM-190/300/2800-DG-U-AU","НС-1493194","Royal Thermo","шт",73033,"RUB",45280.46,"RUB",73033,"RUB",51123.1,"RUB",49662.44,"RUB",48932.11,"RUB",47471.45,"RUB",40168.15,"RUB",39437.82,"RUB"]
["RT-A-190/300/2800-DG-U-BL","Конвектор внутрипольный Royal Thermo ATRIUM-190/300/2800-DG-U-BL","НС-1493460","Royal Thermo","шт",73033,"RUB",45280.46,"RUB",73033,"RUB",51123.1,"RUB",49662.44,"RUB",48932.11,"RUB",47471.45,"RUB",40168.15,"RUB",39437.82,"RUB"]
["RT-A-190/300/2800-DG-U-DB","Конвектор внутрипольный Royal Thermo ATRIUM-190/300/2800-DG-U-DB","НС-1477639","Royal Thermo","шт",73033,"RUB",45280.46,"RUB",73033,"RUB",51123.1,"RUB",49662.44,"RUB",48932.11,"RUB",47471.45,"RUB",40168.15,"RUB",39437.82,"RUB"]
["RT-A-190/300/2800-DG-U-LB","Конвектор внутрипольный Royal Thermo ATRIUM-190/300/2800-DG-U-LB","НС-1477640","Royal Thermo","шт",73033,"RUB",45280.46,"RUB",73033,"RUB",51123.1,"RUB",49662.44,"RUB",48932.11,"RUB",47471.45,"RUB",40168.15,"RUB",39437.82,"RUB"]
["RT-A-190/300/2800-DG-U-NA","Конвектор внутрипольный Royal Thermo ATRIUM-190/300/2800-DG-U-NA","НС-1477641","Royal Thermo","шт",73033,"RUB",45280.46,"RUB",73033,"RUB",51123.1,"RUB",49662.44,"RUB",48932.11,"RUB",47471.45,"RUB",40168.15,"RUB",39437.82,"RUB"]
["RT-A-190/300/3000-DG-U-AU","Конвектор внутрипольный Royal Thermo ATRIUM-190/300/3000-DG-U-AU","НС-1493195","Royal Thermo","шт",77894,"RUB",48294.28,"RUB",77894,"RUB",54525.8,"RUB",52967.92,"RUB",52188.98,"RUB",50631.1,"RUB",42841.7,"RUB",42062.76,"RUB"]
["RT-A-190/300/3000-DG-U-BL","Конвектор внутрипольный Royal Thermo ATRIUM-190/300/3000-DG-U-BL","НС-1493461","Royal Thermo","шт",77894,"RUB",48294.28,"RUB",77894,"RUB",54525.8,"RUB",52967.92,"RUB",52188.98,"RUB",50631.1,"RUB",42841.7,"RUB",42062.76,"RUB"]
["RT-A-190/300/3000-DG-U-DB","Конвектор внутрипольный Royal Thermo ATRIUM-190/300/3000-DG-U-DB","НС-1477642","Royal Thermo","шт",77894,"RUB",48294.28,"RUB",77894,"RUB",54525.8,"RUB",52967.92,"RUB",52188.98,"RUB",50631.1,"RUB",42841.7,"RUB",42062.76,"RUB"]
["RT-A-190/300/3000-DG-U-LB","Конвектор внутрипольный Royal Thermo ATRIUM-190/300/3000-DG-U-LB","НС-1477643","Royal Thermo","шт",77894,"RUB",48294.28,"RUB",77894,"RUB",54525.8,"RUB",52967.92,"RUB",52188.98,"RUB",50631.1,"RUB",42841.7,"RUB",42062.76,"RUB"]
["RT-A-190/300/3000-DG-U-NA","Конвектор внутрипольный Royal Thermo ATRIUM-190/300/3000-DG-U-NA","НС-1477644","Royal Thermo","шт",77894,"RUB",48294.28,"RUB",77894,"RUB",54525.8,"RUB",52967.92,"RUB",52188.98,"RUB",50631.1,"RUB",42841.7,"RUB",42062.76,"RUB"]
["RT-A-190/300/800-DG-U-AU","Конвектор внутрипольный Royal Thermo ATRIUM-190/300/800-DG-U-AU","НС-1493196","Royal Thermo","шт",23993,"RUB",14875.66,"RUB",23993,"RUB",16795.099999999999,"RUB",16315.24,"RUB",16075.31,"RUB",15595.45,"RUB",13196.15,"RUB",12956.22,"RUB"]
["RT-A-190/300/800-DG-U-BL","Конвектор внутрипольный Royal Thermo ATRIUM-190/300/800-DG-U-BL","НС-1493462","Royal Thermo","шт",23993,"RUB",14875.66,"RUB",23993,"RUB",16795.099999999999,"RUB",16315.24,"RUB",16075.31,"RUB",15595.45,"RUB",13196.15,"RUB",12956.22,"RUB"]
["RT-A-190/300/800-DG-U-DB","Конвектор внутрипольный Royal Thermo ATRIUM-190/300/800-DG-U-DB","НС-1477645","Royal Thermo","шт",23993,"RUB",14875.66,"RUB",23993,"RUB",16795.099999999999,"RUB",16315.24,"RUB",16075.31,"RUB",15595.45,"RUB",13196.15,"RUB",12956.22,"RUB"]
["RT-A-190/300/800-DG-U-LB","Конвектор внутрипольный Royal Thermo ATRIUM-190/300/800-DG-U-LB","НС-1477646","Royal Thermo","шт",23993,"RUB",14875.66,"RUB",23993,"RUB",16795.099999999999,"RUB",16315.24,"RUB",16075.31,"RUB",15595.45,"RUB",13196.15,"RUB",12956.22,"RUB"]
["RT-A-190/300/800-DG-U-NA","Конвектор внутрипольный Royal Thermo ATRIUM-190/300/800-DG-U-NA","НС-1477647","Royal Thermo","шт",23993,"RUB",14875.66,"RUB",23993,"RUB",16795.099999999999,"RUB",16315.24,"RUB",16075.31,"RUB",15595.45,"RUB",13196.15,"RUB",12956.22,"RUB"]
["RT-A-190/400/1000-DG-U-AU","Конвектор внутрипольный Royal Thermo ATRIUM-190/400/1000-DG-U-AU","НС-1493198","Royal Thermo","шт",36613,"RUB",22700.06,"RUB",36613,"RUB",25629.1,"RUB",24896.84,"RUB",24530.71,"RUB",23798.45,"RUB",20137.150000000001,"RUB",19771.02,"RUB"]
["RT-A-190/400/1000-DG-U-BL","Конвектор внутрипольный Royal Thermo ATRIUM-190/400/1000-DG-U-BL","НС-1493464","Royal Thermo","шт",36613,"RUB",22700.06,"RUB",36613,"RUB",25629.1,"RUB",24896.84,"RUB",24530.71,"RUB",23798.45,"RUB",20137.150000000001,"RUB",19771.02,"RUB"]
["RT-A-190/400/1000-DG-U-DB","Конвектор внутрипольный Royal Thermo ATRIUM-190/400/1000-DG-U-DB","НС-1477651","Royal Thermo","шт",36613,"RUB",22700.06,"RUB",36613,"RUB",25629.1,"RUB",24896.84,"RUB",24530.71,"RUB",23798.45,"RUB",20137.150000000001,"RUB",19771.02,"RUB"]
["RT-A-190/400/1000-DG-U-LB","Конвектор внутрипольный Royal Thermo ATRIUM-190/400/1000-DG-U-LB","НС-1477652","Royal Thermo","шт",36613,"RUB",22700.06,"RUB",36613,"RUB",25629.1,"RUB",24896.84,"RUB",24530.71,"RUB",23798.45,"RUB",20137.150000000001,"RUB",19771.02,"RUB"]
["RT-A-190/400/1000-DG-U-NA","Конвектор внутрипольный Royal Thermo ATRIUM-190/400/1000-DG-U-NA","НС-1477653","Royal Thermo","шт",36613,"RUB",22700.06,"RUB",36613,"RUB",25629.1,"RUB",24896.84,"RUB",24530.71,"RUB",23798.45,"RUB",20137.150000000001,"RUB",19771.02,"RUB"]
["RT-A-190/400/1200-DG-U-AU","Конвектор внутрипольный Royal Thermo ATRIUM-190/400/1200-DG-U-AU","НС-1493199","Royal Thermo","шт",42880,"RUB",26585.599999999999,"RUB",42880,"RUB",30016,"RUB",29158.400000000001,"RUB",28729.599999999999,"RUB",27872,"RUB",23584,"RUB",23155.200000000001,"RUB"]
["RT-A-190/400/1200-DG-U-BL","Конвектор внутрипольный Royal Thermo ATRIUM-190/400/1200-DG-U-BL","НС-1493465","Royal Thermo","шт",42880,"RUB",26585.599999999999,"RUB",42880,"RUB",30016,"RUB",29158.400000000001,"RUB",28729.599999999999,"RUB",27872,"RUB",23584,"RUB",23155.200000000001,"RUB"]
["RT-A-190/400/1200-DG-U-DB","Конвектор внутрипольный Royal Thermo ATRIUM-190/400/1200-DG-U-DB","НС-1477654","Royal Thermo","шт",42880,"RUB",26585.599999999999,"RUB",42880,"RUB",30016,"RUB",29158.400000000001,"RUB",28729.599999999999,"RUB",27872,"RUB",23584,"RUB",23155.200000000001,"RUB"]
["RT-A-190/400/1200-DG-U-LB","Конвектор внутрипольный Royal Thermo ATRIUM-190/400/1200-DG-U-LB","НС-1477655","Royal Thermo","шт",42880,"RUB",26585.599999999999,"RUB",42880,"RUB",30016,"RUB",29158.400000000001,"RUB",28729.599999999999,"RUB",27872,"RUB",23584,"RUB",23155.200000000001,"RUB"]
["RT-A-190/400/1200-DG-U-NA","Конвектор внутрипольный Royal Thermo ATRIUM-190/400/1200-DG-U-NA","НС-1477656","Royal Thermo","шт",42880,"RUB",26585.599999999999,"RUB",42880,"RUB",30016,"RUB",29158.400000000001,"RUB",28729.599999999999,"RUB",27872,"RUB",23584,"RUB",23155.200000000001,"RUB"]
["RT-A-190/400/1400-DG-U-AU","Конвектор внутрипольный Royal Thermo ATRIUM-190/400/1400-DG-U-AU","НС-1493200","Royal Thermo","шт",49444,"RUB",30655.279999999999,"RUB",49444,"RUB",34610.800000000003,"RUB",33621.919999999998,"RUB",33127.480000000003,"RUB",32138.6,"RUB",27194.2,"RUB",26699.759999999998,"RUB"]
["RT-A-190/400/1400-DG-U-BL","Конвектор внутрипольный Royal Thermo ATRIUM-190/400/1400-DG-U-BL","НС-1493466","Royal Thermo","шт",49444,"RUB",30655.279999999999,"RUB",49444,"RUB",34610.800000000003,"RUB",33621.919999999998,"RUB",33127.480000000003,"RUB",32138.6,"RUB",27194.2,"RUB",26699.759999999998,"RUB"]
["RT-A-190/400/1400-DG-U-DB","Конвектор внутрипольный Royal Thermo ATRIUM-190/400/1400-DG-U-DB","НС-1477657","Royal Thermo","шт",49444,"RUB",30655.279999999999,"RUB",49444,"RUB",34610.800000000003,"RUB",33621.919999999998,"RUB",33127.480000000003,"RUB",32138.6,"RUB",27194.2,"RUB",26699.759999999998,"RUB"]
["RT-A-190/400/1400-DG-U-LB","Конвектор внутрипольный Royal Thermo ATRIUM-190/400/1400-DG-U-LB","НС-1477658","Royal Thermo","шт",49444,"RUB",30655.279999999999,"RUB",49444,"RUB",34610.800000000003,"RUB",33621.919999999998,"RUB",33127.480000000003,"RUB",32138.6,"RUB",27194.2,"RUB",26699.759999999998,"RUB"]
["RT-A-190/400/1400-DG-U-NA","Конвектор внутрипольный Royal Thermo ATRIUM-190/400/1400-DG-U-NA","НС-1477659","Royal Thermo","шт",49444,"RUB",30655.279999999999,"RUB",49444,"RUB",34610.800000000003,"RUB",33621.919999999998,"RUB",33127.480000000003,"RUB",32138.6,"RUB",27194.2,"RUB",26699.759999999998,"RUB"]
["RT-A-190/400/1600-DG-U-AU","Конвектор внутрипольный Royal Thermo ATRIUM-190/400/1600-DG-U-AU","НС-1493201","Royal Thermo","шт",55994,"RUB",34716.28,"RUB",55994,"RUB",39195.800000000003,"RUB",38075.919999999998,"RUB",37515.980000000003,"RUB",36396.1,"RUB",30796.7,"RUB",30236.76,"RUB"]
["RT-A-190/400/1600-DG-U-BL","Конвектор внутрипольный Royal Thermo ATRIUM-190/400/1600-DG-U-BL","НС-1493467","Royal Thermo","шт",55994,"RUB",34716.28,"RUB",55994,"RUB",39195.800000000003,"RUB",38075.919999999998,"RUB",37515.980000000003,"RUB",36396.1,"RUB",30796.7,"RUB",30236.76,"RUB"]
["RT-A-190/400/1600-DG-U-DB","Конвектор внутрипольный Royal Thermo ATRIUM-190/400/1600-DG-U-DB","НС-1477660","Royal Thermo","шт",55994,"RUB",34716.28,"RUB",55994,"RUB",39195.800000000003,"RUB",38075.919999999998,"RUB",37515.980000000003,"RUB",36396.1,"RUB",30796.7,"RUB",30236.76,"RUB"]
["RT-A-190/400/1600-DG-U-LB","Конвектор внутрипольный Royal Thermo ATRIUM-190/400/1600-DG-U-LB","НС-1477661","Royal Thermo","шт",55994,"RUB",34716.28,"RUB",55994,"RUB",39195.800000000003,"RUB",38075.919999999998,"RUB",37515.980000000003,"RUB",36396.1,"RUB",30796.7,"RUB",30236.76,"RUB"]
["RT-A-190/400/1600-DG-U-NA","Конвектор внутрипольный Royal Thermo ATRIUM-190/400/1600-DG-U-NA","НС-1477662","Royal Thermo","шт",55994,"RUB",34716.28,"RUB",55994,"RUB",39195.800000000003,"RUB",38075.919999999998,"RUB",37515.980000000003,"RUB",36396.1,"RUB",30796.7,"RUB",30236.76,"RUB"]
["RT-A-190/400/1800-DG-U-AU","Конвектор внутрипольный Royal Thermo ATRIUM-190/400/1800-DG-U-AU","НС-1493202","Royal Thermo","шт",62369,"RUB",38668.78,"RUB",62369,"RUB",43658.3,"RUB",42410.92,"RUB",41787.230000000003,"RUB",40539.85,"RUB",34302.949999999997,"RUB",33679.26,"RUB"]
["RT-A-190/400/1800-DG-U-BL","Конвектор внутрипольный Royal Thermo ATRIUM-190/400/1800-DG-U-BL","НС-1493468","Royal Thermo","шт",62369,"RUB",38668.78,"RUB",62369,"RUB",43658.3,"RUB",42410.92,"RUB",41787.230000000003,"RUB",40539.85,"RUB",34302.949999999997,"RUB",33679.26,"RUB"]
["RT-A-190/400/1800-DG-U-DB","Конвектор внутрипольный Royal Thermo ATRIUM-190/400/1800-DG-U-DB","НС-1477663","Royal Thermo","шт",62369,"RUB",38668.78,"RUB",62369,"RUB",43658.3,"RUB",42410.92,"RUB",41787.230000000003,"RUB",40539.85,"RUB",34302.949999999997,"RUB",33679.26,"RUB"]
["RT-A-190/400/1800-DG-U-LB","Конвектор внутрипольный Royal Thermo ATRIUM-190/400/1800-DG-U-LB","НС-1477664","Royal Thermo","шт",62369,"RUB",38668.78,"RUB",62369,"RUB",43658.3,"RUB",42410.92,"RUB",41787.230000000003,"RUB",40539.85,"RUB",34302.949999999997,"RUB",33679.26,"RUB"]
["RT-A-190/400/1800-DG-U-NA","Конвектор внутрипольный Royal Thermo ATRIUM-190/400/1800-DG-U-NA","НС-1477665","Royal Thermo","шт",62369,"RUB",38668.78,"RUB",62369,"RUB",43658.3,"RUB",42410.92,"RUB",41787.230000000003,"RUB",40539.85,"RUB",34302.949999999997,"RUB",33679.26,"RUB"]
["RT-A-190/400/2000-DG-U-AU","Конвектор внутрипольный Royal Thermo ATRIUM-190/400/2000-DG-U-AU","НС-1493203","Royal Thermo","шт",68870,"RUB",42699.4,"RUB",68870,"RUB",48209,"RUB",46831.6,"RUB",46142.9,"RUB",44765.5,"RUB",37878.5,"RUB",37189.800000000003,"RUB"]
["RT-A-190/400/2000-DG-U-BL","Конвектор внутрипольный Royal Thermo ATRIUM-190/400/2000-DG-U-BL","НС-1493469","Royal Thermo","шт",68870,"RUB",42699.4,"RUB",68870,"RUB",48209,"RUB",46831.6,"RUB",46142.9,"RUB",44765.5,"RUB",37878.5,"RUB",37189.800000000003,"RUB"]
["RT-A-190/400/2000-DG-U-DB","Конвектор внутрипольный Royal Thermo ATRIUM-190/400/2000-DG-U-DB","НС-1477666","Royal Thermo","шт",68870,"RUB",42699.4,"RUB",68870,"RUB",48209,"RUB",46831.6,"RUB",46142.9,"RUB",44765.5,"RUB",37878.5,"RUB",37189.800000000003,"RUB"]
["RT-A-190/400/2000-DG-U-LB","Конвектор внутрипольный Royal Thermo ATRIUM-190/400/2000-DG-U-LB","НС-1477667","Royal Thermo","шт",68870,"RUB",42699.4,"RUB",68870,"RUB",48209,"RUB",46831.6,"RUB",46142.9,"RUB",44765.5,"RUB",37878.5,"RUB",37189.800000000003,"RUB"]
["RT-A-190/400/2000-DG-U-NA","Конвектор внутрипольный Royal Thermo ATRIUM-190/400/2000-DG-U-NA","НС-1477685","Royal Thermo","шт",68870,"RUB",42699.4,"RUB",68870,"RUB",48209,"RUB",46831.6,"RUB",46142.9,"RUB",44765.5,"RUB",37878.5,"RUB",37189.800000000003,"RUB"]
["RT-A-190/400/2200-DG-U-AU","Конвектор внутрипольный Royal Thermo ATRIUM-190/400/2200-DG-U-AU","НС-1493204","Royal Thermo","шт",75641,"RUB",46897.42,"RUB",75641,"RUB",52948.7,"RUB",51435.88,"RUB",50679.47,"RUB",49166.65,"RUB",41602.550000000003,"RUB",40846.14,"RUB"]
["RT-A-190/400/2200-DG-U-BL","Конвектор внутрипольный Royal Thermo ATRIUM-190/400/2200-DG-U-BL","НС-1493470","Royal Thermo","шт",75641,"RUB",46897.42,"RUB",75641,"RUB",52948.7,"RUB",51435.88,"RUB",50679.47,"RUB",49166.65,"RUB",41602.550000000003,"RUB",40846.14,"RUB"]
["RT-A-190/400/2200-DG-U-DB","Конвектор внутрипольный Royal Thermo ATRIUM-190/400/2200-DG-U-DB","НС-1477668","Royal Thermo","шт",75641,"RUB",46897.42,"RUB",75641,"RUB",52948.7,"RUB",51435.88,"RUB",50679.47,"RUB",49166.65,"RUB",41602.550000000003,"RUB",40846.14,"RUB"]
["RT-A-190/400/2200-DG-U-LB","Конвектор внутрипольный Royal Thermo ATRIUM-190/400/2200-DG-U-LB","НС-1477669","Royal Thermo","шт",75641,"RUB",46897.42,"RUB",75641,"RUB",52948.7,"RUB",51435.88,"RUB",50679.47,"RUB",49166.65,"RUB",41602.550000000003,"RUB",40846.14,"RUB"]
["RT-A-190/400/2200-DG-U-NA","Конвектор внутрипольный Royal Thermo ATRIUM-190/400/2200-DG-U-NA","НС-1477686","Royal Thermo","шт",75641,"RUB",46897.42,"RUB",75641,"RUB",52948.7,"RUB",51435.88,"RUB",50679.47,"RUB",49166.65,"RUB",41602.550000000003,"RUB",40846.14,"RUB"]
["RT-A-190/400/2400-DG-U-AU","Конвектор внутрипольный Royal Thermo ATRIUM-190/400/2400-DG-U-AU","НС-1493205","Royal Thermo","шт",81814,"RUB",50724.68,"RUB",81814,"RUB",57269.8,"RUB",55633.52,"RUB",54815.38,"RUB",53179.1,"RUB",44997.7,"RUB",44179.56,"RUB"]
["RT-A-190/400/2400-DG-U-BL","Конвектор внутрипольный Royal Thermo ATRIUM-190/400/2400-DG-U-BL","НС-1493471","Royal Thermo","шт",81814,"RUB",50724.68,"RUB",81814,"RUB",57269.8,"RUB",55633.52,"RUB",54815.38,"RUB",53179.1,"RUB",44997.7,"RUB",44179.56,"RUB"]
["RT-A-190/400/2400-DG-U-DB","Конвектор внутрипольный Royal Thermo ATRIUM-190/400/2400-DG-U-DB","НС-1477670","Royal Thermo","шт",81814,"RUB",50724.68,"RUB",81814,"RUB",57269.8,"RUB",55633.52,"RUB",54815.38,"RUB",53179.1,"RUB",44997.7,"RUB",44179.56,"RUB"]
["RT-A-190/400/2400-DG-U-LB","Конвектор внутрипольный Royal Thermo ATRIUM-190/400/2400-DG-U-LB","НС-1477671","Royal Thermo","шт",81814,"RUB",50724.68,"RUB",81814,"RUB",57269.8,"RUB",55633.52,"RUB",54815.38,"RUB",53179.1,"RUB",44997.7,"RUB",44179.56,"RUB"]
["RT-A-190/400/2400-DG-U-NA","Конвектор внутрипольный Royal Thermo ATRIUM-190/400/2400-DG-U-NA","НС-1477687","Royal Thermo","шт",81814,"RUB",50724.68,"RUB",81814,"RUB",57269.8,"RUB",55633.52,"RUB",54815.38,"RUB",53179.1,"RUB",44997.7,"RUB",44179.56,"RUB"]
["RT-A-190/400/2600-DG-U-AU","Конвектор внутрипольный Royal Thermo ATRIUM-190/400/2600-DG-U-AU","НС-1493206","Royal Thermo","шт",89122,"RUB",55255.64,"RUB",89122,"RUB",62385.4,"RUB",60602.96,"RUB",59711.74,"RUB",57929.3,"RUB",49017.1,"RUB",48125.88,"RUB"]
["RT-A-190/400/2600-DG-U-BL","Конвектор внутрипольный Royal Thermo ATRIUM-190/400/2600-DG-U-BL","НС-1493472","Royal Thermo","шт",89122,"RUB",55255.64,"RUB",89122,"RUB",62385.4,"RUB",60602.96,"RUB",59711.74,"RUB",57929.3,"RUB",49017.1,"RUB",48125.88,"RUB"]
["RT-A-190/400/2600-DG-U-DB","Конвектор внутрипольный Royal Thermo ATRIUM-190/400/2600-DG-U-DB","НС-1477672","Royal Thermo","шт",89122,"RUB",55255.64,"RUB",89122,"RUB",62385.4,"RUB",60602.96,"RUB",59711.74,"RUB",57929.3,"RUB",49017.1,"RUB",48125.88,"RUB"]
["RT-A-190/400/2600-DG-U-LB","Конвектор внутрипольный Royal Thermo ATRIUM-190/400/2600-DG-U-LB","НС-1477673","Royal Thermo","шт",89122,"RUB",55255.64,"RUB",89122,"RUB",62385.4,"RUB",60602.96,"RUB",59711.74,"RUB",57929.3,"RUB",49017.1,"RUB",48125.88,"RUB"]
["RT-A-190/400/2600-DG-U-NA","Конвектор внутрипольный Royal Thermo ATRIUM-190/400/2600-DG-U-NA","НС-1477688","Royal Thermo","шт",89122,"RUB",55255.64,"RUB",89122,"RUB",62385.4,"RUB",60602.96,"RUB",59711.74,"RUB",57929.3,"RUB",49017.1,"RUB",48125.88,"RUB"]
["RT-A-190/400/2800-DG-U-AU","Конвектор внутрипольный Royal Thermo ATRIUM-190/400/2800-DG-U-AU","НС-1493207","Royal Thermo","шт",95270,"RUB",59067.4,"RUB",95270,"RUB",66689,"RUB",64783.6,"RUB",63830.9,"RUB",61925.5,"RUB",52398.5,"RUB",51445.8,"RUB"]
["RT-A-190/400/2800-DG-U-BL","Конвектор внутрипольный Royal Thermo ATRIUM-190/400/2800-DG-U-BL","НС-1493473","Royal Thermo","шт",95270,"RUB",59067.4,"RUB",95270,"RUB",66689,"RUB",64783.6,"RUB",63830.9,"RUB",61925.5,"RUB",52398.5,"RUB",51445.8,"RUB"]
["RT-A-190/400/2800-DG-U-DB","Конвектор внутрипольный Royal Thermo ATRIUM-190/400/2800-DG-U-DB","НС-1477674","Royal Thermo","шт",95270,"RUB",59067.4,"RUB",95270,"RUB",66689,"RUB",64783.6,"RUB",63830.9,"RUB",61925.5,"RUB",52398.5,"RUB",51445.8,"RUB"]
["RT-A-190/400/2800-DG-U-LB","Конвектор внутрипольный Royal Thermo ATRIUM-190/400/2800-DG-U-LB","НС-1477675","Royal Thermo","шт",95270,"RUB",59067.4,"RUB",95270,"RUB",66689,"RUB",64783.6,"RUB",63830.9,"RUB",61925.5,"RUB",52398.5,"RUB",51445.8,"RUB"]
["RT-A-190/400/2800-DG-U-NA","Конвектор внутрипольный Royal Thermo ATRIUM-190/400/2800-DG-U-NA","НС-1477689","Royal Thermo","шт",95270,"RUB",59067.4,"RUB",95270,"RUB",66689,"RUB",64783.6,"RUB",63830.9,"RUB",61925.5,"RUB",52398.5,"RUB",51445.8,"RUB"]
["RT-A-190/400/3000-DG-U-AU","Конвектор внутрипольный Royal Thermo ATRIUM-190/400/3000-DG-U-AU","НС-1493208","Royal Thermo","шт",101645,"RUB",63019.9,"RUB",101645,"RUB",71151.5,"RUB",69118.600000000006,"RUB",68102.149999999994,"RUB",66069.25,"RUB",55904.75,"RUB",54888.3,"RUB"]
["RT-A-190/400/3000-DG-U-BL","Конвектор внутрипольный Royal Thermo ATRIUM-190/400/3000-DG-U-BL","НС-1493474","Royal Thermo","шт",101645,"RUB",63019.9,"RUB",101645,"RUB",71151.5,"RUB",69118.600000000006,"RUB",68102.149999999994,"RUB",66069.25,"RUB",55904.75,"RUB",54888.3,"RUB"]
["RT-A-190/400/3000-DG-U-DB","Конвектор внутрипольный Royal Thermo ATRIUM-190/400/3000-DG-U-DB","НС-1477676","Royal Thermo","шт",101645,"RUB",63019.9,"RUB",101645,"RUB",71151.5,"RUB",69118.600000000006,"RUB",68102.149999999994,"RUB",66069.25,"RUB",55904.75,"RUB",54888.3,"RUB"]
["RT-A-190/400/3000-DG-U-LB","Конвектор внутрипольный Royal Thermo ATRIUM-190/400/3000-DG-U-LB","НС-1477677","Royal Thermo","шт",101645,"RUB",63019.9,"RUB",101645,"RUB",71151.5,"RUB",69118.600000000006,"RUB",68102.149999999994,"RUB",66069.25,"RUB",55904.75,"RUB",54888.3,"RUB"]
["RT-A-190/400/3000-DG-U-NA","Конвектор внутрипольный Royal Thermo ATRIUM-190/400/3000-DG-U-NA","НС-1477678","Royal Thermo","шт",101645,"RUB",63019.9,"RUB",101645,"RUB",71151.5,"RUB",69118.600000000006,"RUB",68102.149999999994,"RUB",66069.25,"RUB",55904.75,"RUB",54888.3,"RUB"]
["RT-A-190/400/800-DG-U-AU","Конвектор внутрипольный Royal Thermo ATRIUM-190/400/800-DG-U-AU","НС-1493209","Royal Thermo","шт",30420,"RUB",18860.400000000001,"RUB",30420,"RUB",21294,"RUB",20685.599999999999,"RUB",20381.400000000001,"RUB",19773,"RUB",16731,"RUB",16426.8,"RUB"]
["RT-A-190/400/800-DG-U-BL","Конвектор внутрипольный Royal Thermo ATRIUM-190/400/800-DG-U-BL","НС-1493475","Royal Thermo","шт",30420,"RUB",18860.400000000001,"RUB",30420,"RUB",21294,"RUB",20685.599999999999,"RUB",20381.400000000001,"RUB",19773,"RUB",16731,"RUB",16426.8,"RUB"]
["RT-A-190/400/800-DG-U-DB","Конвектор внутрипольный Royal Thermo ATRIUM-190/400/800-DG-U-DB","НС-1477679","Royal Thermo","шт",30420,"RUB",18860.400000000001,"RUB",30420,"RUB",21294,"RUB",20685.599999999999,"RUB",20381.400000000001,"RUB",19773,"RUB",16731,"RUB",16426.8,"RUB"]
["RT-A-190/400/800-DG-U-LB","Конвектор внутрипольный Royal Thermo ATRIUM-190/400/800-DG-U-LB","НС-1477680","Royal Thermo","шт",30420,"RUB",18860.400000000001,"RUB",30420,"RUB",21294,"RUB",20685.599999999999,"RUB",20381.400000000001,"RUB",19773,"RUB",16731,"RUB",16426.8,"RUB"]
["RT-A-190/400/800-DG-U-NA","Конвектор внутрипольный Royal Thermo ATRIUM-190/400/800-DG-U-NA","НС-1477681","Royal Thermo","шт",30420,"RUB",18860.400000000001,"RUB",30420,"RUB",21294,"RUB",20685.599999999999,"RUB",20381.400000000001,"RUB",19773,"RUB",16731,"RUB",16426.8,"RUB"]
["RT-A-75/200/1000-DG-U-AU","Конвектор внутрипольный Royal Thermo ATRIUM-75/200/1000-DG-U-AU","НС-1493211","Royal Thermo","шт",17499,"RUB",10849.38,"RUB",17499,"RUB",12249.3,"RUB",11899.32,"RUB",11724.33,"RUB",11374.35,"RUB",9624.4500000000007,"RUB",9449.4599999999991,"RUB"]
["RT-A-75/200/1000-DG-U-BL","Конвектор внутрипольный Royal Thermo ATRIUM-75/200/1000-DG-U-BL","НС-1493477","Royal Thermo","шт",17499,"RUB",10849.38,"RUB",17499,"RUB",12249.3,"RUB",11899.32,"RUB",11724.33,"RUB",11374.35,"RUB",9624.4500000000007,"RUB",9449.4599999999991,"RUB"]
["RT-A-75/200/1000-DG-U-DB","Конвектор внутрипольный Royal Thermo ATRIUM-75/200/1000-DG-U-DB","НС-1477690","Royal Thermo","шт",17499,"RUB",10849.38,"RUB",17499,"RUB",12249.3,"RUB",11899.32,"RUB",11724.33,"RUB",11374.35,"RUB",9624.4500000000007,"RUB",9449.4599999999991,"RUB"]
["RT-A-75/200/1000-DG-U-LB","Конвектор внутрипольный Royal Thermo ATRIUM-75/200/1000-DG-U-LB","НС-1477691","Royal Thermo","шт",17499,"RUB",10849.38,"RUB",17499,"RUB",12249.3,"RUB",11899.32,"RUB",11724.33,"RUB",11374.35,"RUB",9624.4500000000007,"RUB",9449.4599999999991,"RUB"]
["RT-A-75/200/1000-DG-U-NA","Конвектор внутрипольный Royal Thermo ATRIUM-75/200/1000-DG-U-NA","НС-1477692","Royal Thermo","шт",17499,"RUB",10849.38,"RUB",17499,"RUB",12249.3,"RUB",11899.32,"RUB",11724.33,"RUB",11374.35,"RUB",9624.4500000000007,"RUB",9449.4599999999991,"RUB"]
["RT-A-75/200/1200-DG-U-AU","Конвектор внутрипольный Royal Thermo ATRIUM-75/200/1200-DG-U-AU","НС-1493212","Royal Thermo","шт",20104,"RUB",12464.48,"RUB",20104,"RUB",14072.8,"RUB",13670.72,"RUB",13469.68,"RUB",13067.6,"RUB",11057.2,"RUB",10856.16,"RUB"]
["RT-A-75/200/1200-DG-U-BL","Конвектор внутрипольный Royal Thermo ATRIUM-75/200/1200-DG-U-BL","НС-1493478","Royal Thermo","шт",20104,"RUB",12464.48,"RUB",20104,"RUB",14072.8,"RUB",13670.72,"RUB",13469.68,"RUB",13067.6,"RUB",11057.2,"RUB",10856.16,"RUB"]
["RT-A-75/200/1200-DG-U-DB","Конвектор внутрипольный Royal Thermo ATRIUM-75/200/1200-DG-U-DB","НС-1477693","Royal Thermo","шт",20104,"RUB",12464.48,"RUB",20104,"RUB",14072.8,"RUB",13670.72,"RUB",13469.68,"RUB",13067.6,"RUB",11057.2,"RUB",10856.16,"RUB"]
["RT-A-75/200/1200-DG-U-LB","Конвектор внутрипольный Royal Thermo ATRIUM-75/200/1200-DG-U-LB","НС-1477694","Royal Thermo","шт",20104,"RUB",12464.48,"RUB",20104,"RUB",14072.8,"RUB",13670.72,"RUB",13469.68,"RUB",13067.6,"RUB",11057.2,"RUB",10856.16,"RUB"]
["RT-A-75/200/1200-DG-U-NA","Конвектор внутрипольный Royal Thermo ATRIUM-75/200/1200-DG-U-NA","НС-1477695","Royal Thermo","шт",20104,"RUB",12464.48,"RUB",20104,"RUB",14072.8,"RUB",13670.72,"RUB",13469.68,"RUB",13067.6,"RUB",11057.2,"RUB",10856.16,"RUB"]
["RT-A-75/200/1400-DG-U-AU","Конвектор внутрипольный Royal Thermo ATRIUM-75/200/1400-DG-U-AU","НС-1493213","Royal Thermo","шт",22739,"RUB",14098.18,"RUB",22739,"RUB",15917.3,"RUB",15462.52,"RUB",15235.13,"RUB",14780.35,"RUB",12506.45,"RUB",12279.06,"RUB"]
["RT-A-75/200/1400-DG-U-BL","Конвектор внутрипольный Royal Thermo ATRIUM-75/200/1400-DG-U-BL","НС-1493479","Royal Thermo","шт",22739,"RUB",14098.18,"RUB",22739,"RUB",15917.3,"RUB",15462.52,"RUB",15235.13,"RUB",14780.35,"RUB",12506.45,"RUB",12279.06,"RUB"]
["RT-A-75/200/1400-DG-U-DB","Конвектор внутрипольный Royal Thermo ATRIUM-75/200/1400-DG-U-DB","НС-1477696","Royal Thermo","шт",22739,"RUB",14098.18,"RUB",22739,"RUB",15917.3,"RUB",15462.52,"RUB",15235.13,"RUB",14780.35,"RUB",12506.45,"RUB",12279.06,"RUB"]
["RT-A-75/200/1400-DG-U-LB","Конвектор внутрипольный Royal Thermo ATRIUM-75/200/1400-DG-U-LB","НС-1477697","Royal Thermo","шт",22739,"RUB",14098.18,"RUB",22739,"RUB",15917.3,"RUB",15462.52,"RUB",15235.13,"RUB",14780.35,"RUB",12506.45,"RUB",12279.06,"RUB"]
["RT-A-75/200/1400-DG-U-NA","Конвектор внутрипольный Royal Thermo ATRIUM-75/200/1400-DG-U-NA","НС-1477698","Royal Thermo","шт",22739,"RUB",14098.18,"RUB",22739,"RUB",15917.3,"RUB",15462.52,"RUB",15235.13,"RUB",14780.35,"RUB",12506.45,"RUB",12279.06,"RUB"]
["RT-A-75/200/1600-DG-U-AU","Конвектор внутрипольный Royal Thermo ATRIUM-75/200/1600-DG-U-AU","НС-1493214","Royal Thermo","шт",25567,"RUB",15851.54,"RUB",25567,"RUB",17896.900000000001,"RUB",17385.560000000001,"RUB",17129.89,"RUB",16618.55,"RUB",14061.85,"RUB",13806.18,"RUB"]
["RT-A-75/200/1600-DG-U-BL","Конвектор внутрипольный Royal Thermo ATRIUM-75/200/1600-DG-U-BL","НС-1493480","Royal Thermo","шт",25567,"RUB",15851.54,"RUB",25567,"RUB",17896.900000000001,"RUB",17385.560000000001,"RUB",17129.89,"RUB",16618.55,"RUB",14061.85,"RUB",13806.18,"RUB"]
["RT-A-75/200/1600-DG-U-DB","Конвектор внутрипольный Royal Thermo ATRIUM-75/200/1600-DG-U-DB","НС-1477699","Royal Thermo","шт",25567,"RUB",15851.54,"RUB",25567,"RUB",17896.900000000001,"RUB",17385.560000000001,"RUB",17129.89,"RUB",16618.55,"RUB",14061.85,"RUB",13806.18,"RUB"]
["RT-A-75/200/1600-DG-U-LB","Конвектор внутрипольный Royal Thermo ATRIUM-75/200/1600-DG-U-LB","НС-1477700","Royal Thermo","шт",25567,"RUB",15851.54,"RUB",25567,"RUB",17896.900000000001,"RUB",17385.560000000001,"RUB",17129.89,"RUB",16618.55,"RUB",14061.85,"RUB",13806.18,"RUB"]
["RT-A-75/200/1600-DG-U-NA","Конвектор внутрипольный Royal Thermo ATRIUM-75/200/1600-DG-U-NA","НС-1477701","Royal Thermo","шт",25567,"RUB",15851.54,"RUB",25567,"RUB",17896.900000000001,"RUB",17385.560000000001,"RUB",17129.89,"RUB",16618.55,"RUB",14061.85,"RUB",13806.18,"RUB"]
["RT-A-75/200/1800-DG-U-AU","Конвектор внутрипольный Royal Thermo ATRIUM-75/200/1800-DG-U-AU","НС-1493215","Royal Thermo","шт",28219,"RUB",17495.78,"RUB",28219,"RUB",19753.3,"RUB",19188.919999999998,"RUB",18906.73,"RUB",18342.349999999999,"RUB",15520.45,"RUB",15238.26,"RUB"]
["RT-A-75/200/1800-DG-U-BL","Конвектор внутрипольный Royal Thermo ATRIUM-75/200/1800-DG-U-BL","НС-1493481","Royal Thermo","шт",28219,"RUB",17495.78,"RUB",28219,"RUB",19753.3,"RUB",19188.919999999998,"RUB",18906.73,"RUB",18342.349999999999,"RUB",15520.45,"RUB",15238.26,"RUB"]
["RT-A-75/200/1800-DG-U-DB","Конвектор внутрипольный Royal Thermo ATRIUM-75/200/1800-DG-U-DB","НС-1477702","Royal Thermo","шт",28219,"RUB",17495.78,"RUB",28219,"RUB",19753.3,"RUB",19188.919999999998,"RUB",18906.73,"RUB",18342.349999999999,"RUB",15520.45,"RUB",15238.26,"RUB"]
["RT-A-75/200/1800-DG-U-LB","Конвектор внутрипольный Royal Thermo ATRIUM-75/200/1800-DG-U-LB","НС-1477703","Royal Thermo","шт",28219,"RUB",17495.78,"RUB",28219,"RUB",19753.3,"RUB",19188.919999999998,"RUB",18906.73,"RUB",18342.349999999999,"RUB",15520.45,"RUB",15238.26,"RUB"]
["RT-A-75/200/1800-DG-U-NA","Конвектор внутрипольный Royal Thermo ATRIUM-75/200/1800-DG-U-NA","НС-1477704","Royal Thermo","шт",28219,"RUB",17495.78,"RUB",28219,"RUB",19753.3,"RUB",19188.919999999998,"RUB",18906.73,"RUB",18342.349999999999,"RUB",15520.45,"RUB",15238.26,"RUB"]
["RT-A-75/200/2000-DG-U-AU","Конвектор внутрипольный Royal Thermo ATRIUM-75/200/2000-DG-U-AU","НС-1493216","Royal Thermo","шт",30887,"RUB",19149.939999999999,"RUB",30887,"RUB",21620.9,"RUB",21003.16,"RUB",20694.29,"RUB",20076.55,"RUB",16987.849999999999,"RUB",16678.98,"RUB"]
["RT-A-75/200/2000-DG-U-BL","Конвектор внутрипольный Royal Thermo ATRIUM-75/200/2000-DG-U-BL","НС-1493482","Royal Thermo","шт",30887,"RUB",19149.939999999999,"RUB",30887,"RUB",21620.9,"RUB",21003.16,"RUB",20694.29,"RUB",20076.55,"RUB",16987.849999999999,"RUB",16678.98,"RUB"]
["RT-A-75/200/2000-DG-U-DB","Конвектор внутрипольный Royal Thermo ATRIUM-75/200/2000-DG-U-DB","НС-1477705","Royal Thermo","шт",30887,"RUB",19149.939999999999,"RUB",30887,"RUB",21620.9,"RUB",21003.16,"RUB",20694.29,"RUB",20076.55,"RUB",16987.849999999999,"RUB",16678.98,"RUB"]
["RT-A-75/200/2000-DG-U-LB","Конвектор внутрипольный Royal Thermo ATRIUM-75/200/2000-DG-U-LB","НС-1477706","Royal Thermo","шт",30887,"RUB",19149.939999999999,"RUB",30887,"RUB",21620.9,"RUB",21003.16,"RUB",20694.29,"RUB",20076.55,"RUB",16987.849999999999,"RUB",16678.98,"RUB"]
["RT-A-75/200/2000-DG-U-NA","Конвектор внутрипольный Royal Thermo ATRIUM-75/200/2000-DG-U-NA","НС-1477707","Royal Thermo","шт",30887,"RUB",19149.939999999999,"RUB",30887,"RUB",21620.9,"RUB",21003.16,"RUB",20694.29,"RUB",20076.55,"RUB",16987.849999999999,"RUB",16678.98,"RUB"]
["RT-A-75/200/2200-DG-U-AU","Конвектор внутрипольный Royal Thermo ATRIUM-75/200/2200-DG-U-AU","НС-1493217","Royal Thermo","шт",33462,"RUB",20746.439999999999,"RUB",33462,"RUB",23423.4,"RUB",22754.16,"RUB",22419.54,"RUB",21750.3,"RUB",18404.099999999999,"RUB",18069.48,"RUB"]
["RT-A-75/200/2200-DG-U-BL","Конвектор внутрипольный Royal Thermo ATRIUM-75/200/2200-DG-U-BL","НС-1493483","Royal Thermo","шт",33462,"RUB",20746.439999999999,"RUB",33462,"RUB",23423.4,"RUB",22754.16,"RUB",22419.54,"RUB",21750.3,"RUB",18404.099999999999,"RUB",18069.48,"RUB"]
["RT-A-75/200/2200-DG-U-DB","Конвектор внутрипольный Royal Thermo ATRIUM-75/200/2200-DG-U-DB","НС-1477708","Royal Thermo","шт",33462,"RUB",20746.439999999999,"RUB",33462,"RUB",23423.4,"RUB",22754.16,"RUB",22419.54,"RUB",21750.3,"RUB",18404.099999999999,"RUB",18069.48,"RUB"]
["RT-A-75/200/2200-DG-U-LB","Конвектор внутрипольный Royal Thermo ATRIUM-75/200/2200-DG-U-LB","НС-1477709","Royal Thermo","шт",33462,"RUB",20746.439999999999,"RUB",33462,"RUB",23423.4,"RUB",22754.16,"RUB",22419.54,"RUB",21750.3,"RUB",18404.099999999999,"RUB",18069.48,"RUB"]
["RT-A-75/200/2200-DG-U-NA","Конвектор внутрипольный Royal Thermo ATRIUM-75/200/2200-DG-U-NA","НС-1477710","Royal Thermo","шт",33462,"RUB",20746.439999999999,"RUB",33462,"RUB",23423.4,"RUB",22754.16,"RUB",22419.54,"RUB",21750.3,"RUB",18404.099999999999,"RUB",18069.48,"RUB"]
["RT-A-75/200/2400-DG-U-AU","Конвектор внутрипольный Royal Thermo ATRIUM-75/200/2400-DG-U-AU","НС-1493218","Royal Thermo","шт",36160,"RUB",22419.200000000001,"RUB",36160,"RUB",25312,"RUB",24588.799999999999,"RUB",24227.200000000001,"RUB",23504,"RUB",19888,"RUB",19526.400000000001,"RUB"]
["RT-A-75/200/2400-DG-U-BL","Конвектор внутрипольный Royal Thermo ATRIUM-75/200/2400-DG-U-BL","НС-1493484","Royal Thermo","шт",36160,"RUB",22419.200000000001,"RUB",36160,"RUB",25312,"RUB",24588.799999999999,"RUB",24227.200000000001,"RUB",23504,"RUB",19888,"RUB",19526.400000000001,"RUB"]
["RT-A-75/200/2400-DG-U-DB","Конвектор внутрипольный Royal Thermo ATRIUM-75/200/2400-DG-U-DB","НС-1477711","Royal Thermo","шт",36160,"RUB",22419.200000000001,"RUB",36160,"RUB",25312,"RUB",24588.799999999999,"RUB",24227.200000000001,"RUB",23504,"RUB",19888,"RUB",19526.400000000001,"RUB"]
["RT-A-75/200/2400-DG-U-LB","Конвектор внутрипольный Royal Thermo ATRIUM-75/200/2400-DG-U-LB","НС-1477712","Royal Thermo","шт",36160,"RUB",22419.200000000001,"RUB",36160,"RUB",25312,"RUB",24588.799999999999,"RUB",24227.200000000001,"RUB",23504,"RUB",19888,"RUB",19526.400000000001,"RUB"]
["RT-A-75/200/2400-DG-U-NA","Конвектор внутрипольный Royal Thermo ATRIUM-75/200/2400-DG-U-NA","НС-1477713","Royal Thermo","шт",36160,"RUB",22419.200000000001,"RUB",36160,"RUB",25312,"RUB",24588.799999999999,"RUB",24227.200000000001,"RUB",23504,"RUB",19888,"RUB",19526.400000000001,"RUB"]
["RT-A-75/200/2600-DG-U-AU","Конвектор внутрипольный Royal Thermo ATRIUM-75/200/2600-DG-U-AU","НС-1493219","Royal Thermo","шт",38729,"RUB",24011.98,"RUB",38729,"RUB",27110.3,"RUB",26335.72,"RUB",25948.43,"RUB",25173.85,"RUB",21300.95,"RUB",20913.66,"RUB"]
["RT-A-75/200/2600-DG-U-BL","Конвектор внутрипольный Royal Thermo ATRIUM-75/200/2600-DG-U-BL","НС-1493485","Royal Thermo","шт",38729,"RUB",24011.98,"RUB",38729,"RUB",27110.3,"RUB",26335.72,"RUB",25948.43,"RUB",25173.85,"RUB",21300.95,"RUB",20913.66,"RUB"]
["RT-A-75/200/2600-DG-U-DB","Конвектор внутрипольный Royal Thermo ATRIUM-75/200/2600-DG-U-DB","НС-1477714","Royal Thermo","шт",38729,"RUB",24011.98,"RUB",38729,"RUB",27110.3,"RUB",26335.72,"RUB",25948.43,"RUB",25173.85,"RUB",21300.95,"RUB",20913.66,"RUB"]
["RT-A-75/200/2600-DG-U-LB","Конвектор внутрипольный Royal Thermo ATRIUM-75/200/2600-DG-U-LB","НС-1477715","Royal Thermo","шт",38729,"RUB",24011.98,"RUB",38729,"RUB",27110.3,"RUB",26335.72,"RUB",25948.43,"RUB",25173.85,"RUB",21300.95,"RUB",20913.66,"RUB"]
["RT-A-75/200/2600-DG-U-NA","Конвектор внутрипольный Royal Thermo ATRIUM-75/200/2600-DG-U-NA","НС-1477716","Royal Thermo","шт",38729,"RUB",24011.98,"RUB",38729,"RUB",27110.3,"RUB",26335.72,"RUB",25948.43,"RUB",25173.85,"RUB",21300.95,"RUB",20913.66,"RUB"]
["RT-A-75/200/2800-DG-U-AU","Конвектор внутрипольный Royal Thermo ATRIUM-75/200/2800-DG-U-AU","НС-1493220","Royal Thermo","шт",42162,"RUB",26140.44,"RUB",42162,"RUB",29513.4,"RUB",28670.16,"RUB",28248.54,"RUB",27405.3,"RUB",23189.1,"RUB",22767.48,"RUB"]
["RT-A-75/200/2800-DG-U-BL","Конвектор внутрипольный Royal Thermo ATRIUM-75/200/2800-DG-U-BL","НС-1493486","Royal Thermo","шт",42162,"RUB",26140.44,"RUB",42162,"RUB",29513.4,"RUB",28670.16,"RUB",28248.54,"RUB",27405.3,"RUB",23189.1,"RUB",22767.48,"RUB"]
["RT-A-75/200/2800-DG-U-DB","Конвектор внутрипольный Royal Thermo ATRIUM-75/200/2800-DG-U-DB","НС-1477717","Royal Thermo","шт",42162,"RUB",26140.44,"RUB",42162,"RUB",29513.4,"RUB",28670.16,"RUB",28248.54,"RUB",27405.3,"RUB",23189.1,"RUB",22767.48,"RUB"]
["RT-A-75/200/2800-DG-U-LB","Конвектор внутрипольный Royal Thermo ATRIUM-75/200/2800-DG-U-LB","НС-1477718","Royal Thermo","шт",42162,"RUB",26140.44,"RUB",42162,"RUB",29513.4,"RUB",28670.16,"RUB",28248.54,"RUB",27405.3,"RUB",23189.1,"RUB",22767.48,"RUB"]
["RT-A-75/200/2800-DG-U-NA","Конвектор внутрипольный Royal Thermo ATRIUM-75/200/2800-DG-U-NA","НС-1477719","Royal Thermo","шт",42162,"RUB",26140.44,"RUB",42162,"RUB",29513.4,"RUB",28670.16,"RUB",28248.54,"RUB",27405.3,"RUB",23189.1,"RUB",22767.48,"RUB"]
["RT-A-75/200/3000-DG-U-AU","Конвектор внутрипольный Royal Thermo ATRIUM-75/200/3000-DG-U-AU","НС-1493221","Royal Thermo","шт",44914,"RUB",27846.68,"RUB",44914,"RUB",31439.8,"RUB",30541.52,"RUB",30092.38,"RUB",29194.1,"RUB",24702.7,"RUB",24253.56,"RUB"]
["RT-A-75/200/3000-DG-U-BL","Конвектор внутрипольный Royal Thermo ATRIUM-75/200/3000-DG-U-BL","НС-1493487","Royal Thermo","шт",44914,"RUB",27846.68,"RUB",44914,"RUB",31439.8,"RUB",30541.52,"RUB",30092.38,"RUB",29194.1,"RUB",24702.7,"RUB",24253.56,"RUB"]
["RT-A-75/200/3000-DG-U-DB","Конвектор внутрипольный Royal Thermo ATRIUM-75/200/3000-DG-U-DB","НС-1477720","Royal Thermo","шт",44914,"RUB",27846.68,"RUB",44914,"RUB",31439.8,"RUB",30541.52,"RUB",30092.38,"RUB",29194.1,"RUB",24702.7,"RUB",24253.56,"RUB"]
["RT-A-75/200/3000-DG-U-LB","Конвектор внутрипольный Royal Thermo ATRIUM-75/200/3000-DG-U-LB","НС-1477721","Royal Thermo","шт",44914,"RUB",27846.68,"RUB",44914,"RUB",31439.8,"RUB",30541.52,"RUB",30092.38,"RUB",29194.1,"RUB",24702.7,"RUB",24253.56,"RUB"]
["RT-A-75/200/3000-DG-U-NA","Конвектор внутрипольный Royal Thermo ATRIUM-75/200/3000-DG-U-NA","НС-1477722","Royal Thermo","шт",44914,"RUB",27846.68,"RUB",44914,"RUB",31439.8,"RUB",30541.52,"RUB",30092.38,"RUB",29194.1,"RUB",24702.7,"RUB",24253.56,"RUB"]
["RT-A-75/200/800-DG-U-AU","Конвектор внутрипольный Royal Thermo ATRIUM-75/200/800-DG-U-AU","НС-1493222","Royal Thermo","шт",14957,"RUB",9273.34,"RUB",14957,"RUB",10469.9,"RUB",10170.76,"RUB",10021.19,"RUB",9722.0499999999993,"RUB",8226.35,"RUB",8076.78,"RUB"]
["RT-A-75/200/800-DG-U-BL","Конвектор внутрипольный Royal Thermo ATRIUM-75/200/800-DG-U-BL","НС-1493488","Royal Thermo","шт",14957,"RUB",9273.34,"RUB",14957,"RUB",10469.9,"RUB",10170.76,"RUB",10021.19,"RUB",9722.0499999999993,"RUB",8226.35,"RUB",8076.78,"RUB"]
["RT-A-75/200/800-DG-U-DB","Конвектор внутрипольный Royal Thermo ATRIUM-75/200/800-DG-U-DB","НС-1477723","Royal Thermo","шт",14957,"RUB",9273.34,"RUB",14957,"RUB",10469.9,"RUB",10170.76,"RUB",10021.19,"RUB",9722.0499999999993,"RUB",8226.35,"RUB",8076.78,"RUB"]
["RT-A-75/200/800-DG-U-LB","Конвектор внутрипольный Royal Thermo ATRIUM-75/200/800-DG-U-LB","НС-1477724","Royal Thermo","шт",14957,"RUB",9273.34,"RUB",14957,"RUB",10469.9,"RUB",10170.76,"RUB",10021.19,"RUB",9722.0499999999993,"RUB",8226.35,"RUB",8076.78,"RUB"]
["RT-A-75/200/800-DG-U-NA","Конвектор внутрипольный Royal Thermo ATRIUM-75/200/800-DG-U-NA","НС-1477725","Royal Thermo","шт",14957,"RUB",9273.34,"RUB",14957,"RUB",10469.9,"RUB",10170.76,"RUB",10021.19,"RUB",9722.0499999999993,"RUB",8226.35,"RUB",8076.78,"RUB"]
["RT-A-75/250/1000-DG-U-AU","Конвектор внутрипольный Royal Thermo ATRIUM-75/250/1000-DG-U-AU","НС-1493224","Royal Thermo","шт",18676,"RUB",11579.12,"RUB",18676,"RUB",13073.2,"RUB",12699.68,"RUB",12512.92,"RUB",12139.4,"RUB",10271.799999999999,"RUB",10085.040000000001,"RUB"]
["RT-A-75/250/1000-DG-U-BL","Конвектор внутрипольный Royal Thermo ATRIUM-75/250/1000-DG-U-BL","НС-1493490","Royal Thermo","шт",18676,"RUB",11579.12,"RUB",18676,"RUB",13073.2,"RUB",12699.68,"RUB",12512.92,"RUB",12139.4,"RUB",10271.799999999999,"RUB",10085.040000000001,"RUB"]
["RT-A-75/250/1000-DG-U-DB","Конвектор внутрипольный Royal Thermo ATRIUM-75/250/1000-DG-U-DB","НС-1477729","Royal Thermo","шт",18676,"RUB",11579.12,"RUB",18676,"RUB",13073.2,"RUB",12699.68,"RUB",12512.92,"RUB",12139.4,"RUB",10271.799999999999,"RUB",10085.040000000001,"RUB"]
["RT-A-75/250/1000-DG-U-LB","Конвектор внутрипольный Royal Thermo ATRIUM-75/250/1000-DG-U-LB","НС-1477730","Royal Thermo","шт",18676,"RUB",11579.12,"RUB",18676,"RUB",13073.2,"RUB",12699.68,"RUB",12512.92,"RUB",12139.4,"RUB",10271.799999999999,"RUB",10085.040000000001,"RUB"]
["RT-A-75/250/1000-DG-U-NA","Конвектор внутрипольный Royal Thermo ATRIUM-75/250/1000-DG-U-NA","НС-1477731","Royal Thermo","шт",18676,"RUB",11579.12,"RUB",18676,"RUB",13073.2,"RUB",12699.68,"RUB",12512.92,"RUB",12139.4,"RUB",10271.799999999999,"RUB",10085.040000000001,"RUB"]
["RT-A-75/250/1200-DG-U-AU","Конвектор внутрипольный Royal Thermo ATRIUM-75/250/1200-DG-U-AU","НС-1493225","Royal Thermo","шт",21521,"RUB",13343.02,"RUB",21521,"RUB",15064.7,"RUB",14634.28,"RUB",14419.07,"RUB",13988.65,"RUB",11836.55,"RUB",11621.34,"RUB"]
["RT-A-75/250/1200-DG-U-BL","Конвектор внутрипольный Royal Thermo ATRIUM-75/250/1200-DG-U-BL","НС-1493491","Royal Thermo","шт",21521,"RUB",13343.02,"RUB",21521,"RUB",15064.7,"RUB",14634.28,"RUB",14419.07,"RUB",13988.65,"RUB",11836.55,"RUB",11621.34,"RUB"]
["RT-A-75/250/1200-DG-U-DB","Конвектор внутрипольный Royal Thermo ATRIUM-75/250/1200-DG-U-DB","НС-1477732","Royal Thermo","шт",21521,"RUB",13343.02,"RUB",21521,"RUB",15064.7,"RUB",14634.28,"RUB",14419.07,"RUB",13988.65,"RUB",11836.55,"RUB",11621.34,"RUB"]
["RT-A-75/250/1200-DG-U-LB","Конвектор внутрипольный Royal Thermo ATRIUM-75/250/1200-DG-U-LB","НС-1477733","Royal Thermo","шт",21521,"RUB",13343.02,"RUB",21521,"RUB",15064.7,"RUB",14634.28,"RUB",14419.07,"RUB",13988.65,"RUB",11836.55,"RUB",11621.34,"RUB"]
["RT-A-75/250/1200-DG-U-NA","Конвектор внутрипольный Royal Thermo ATRIUM-75/250/1200-DG-U-NA","НС-1477734","Royal Thermo","шт",21521,"RUB",13343.02,"RUB",21521,"RUB",15064.7,"RUB",14634.28,"RUB",14419.07,"RUB",13988.65,"RUB",11836.55,"RUB",11621.34,"RUB"]
["RT-A-75/250/1400-DG-U-AU","Конвектор внутрипольный Royal Thermo ATRIUM-75/250/1400-DG-U-AU","НС-1493226","Royal Thermo","шт",24412,"RUB",15135.44,"RUB",24412,"RUB",17088.400000000001,"RUB",16600.16,"RUB",16356.04,"RUB",15867.8,"RUB",13426.6,"RUB",13182.48,"RUB"]
["RT-A-75/250/1400-DG-U-BL","Конвектор внутрипольный Royal Thermo ATRIUM-75/250/1400-DG-U-BL","НС-1493492","Royal Thermo","шт",24412,"RUB",15135.44,"RUB",24412,"RUB",17088.400000000001,"RUB",16600.16,"RUB",16356.04,"RUB",15867.8,"RUB",13426.6,"RUB",13182.48,"RUB"]
["RT-A-75/250/1400-DG-U-DB","Конвектор внутрипольный Royal Thermo ATRIUM-75/250/1400-DG-U-DB","НС-1477735","Royal Thermo","шт",24412,"RUB",15135.44,"RUB",24412,"RUB",17088.400000000001,"RUB",16600.16,"RUB",16356.04,"RUB",15867.8,"RUB",13426.6,"RUB",13182.48,"RUB"]
["RT-A-75/250/1400-DG-U-LB","Конвектор внутрипольный Royal Thermo ATRIUM-75/250/1400-DG-U-LB","НС-1477736","Royal Thermo","шт",24412,"RUB",15135.44,"RUB",24412,"RUB",17088.400000000001,"RUB",16600.16,"RUB",16356.04,"RUB",15867.8,"RUB",13426.6,"RUB",13182.48,"RUB"]
["RT-A-75/250/1400-DG-U-NA","Конвектор внутрипольный Royal Thermo ATRIUM-75/250/1400-DG-U-NA","НС-1477737","Royal Thermo","шт",24412,"RUB",15135.44,"RUB",24412,"RUB",17088.400000000001,"RUB",16600.16,"RUB",16356.04,"RUB",15867.8,"RUB",13426.6,"RUB",13182.48,"RUB"]
["RT-A-75/250/1600-DG-U-AU","Конвектор внутрипольный Royal Thermo ATRIUM-75/250/1600-DG-U-AU","НС-1493227","Royal Thermo","шт",27476,"RUB",17035.12,"RUB",27476,"RUB",19233.2,"RUB",18683.68,"RUB",18408.919999999998,"RUB",17859.400000000001,"RUB",15111.8,"RUB",14837.04,"RUB"]
["RT-A-75/250/1600-DG-U-BL","Конвектор внутрипольный Royal Thermo ATRIUM-75/250/1600-DG-U-BL","НС-1493493","Royal Thermo","шт",27476,"RUB",17035.12,"RUB",27476,"RUB",19233.2,"RUB",18683.68,"RUB",18408.919999999998,"RUB",17859.400000000001,"RUB",15111.8,"RUB",14837.04,"RUB"]
["RT-A-75/250/1600-DG-U-DB","Конвектор внутрипольный Royal Thermo ATRIUM-75/250/1600-DG-U-DB","НС-1477738","Royal Thermo","шт",27476,"RUB",17035.12,"RUB",27476,"RUB",19233.2,"RUB",18683.68,"RUB",18408.919999999998,"RUB",17859.400000000001,"RUB",15111.8,"RUB",14837.04,"RUB"]
["RT-A-75/250/1600-DG-U-LB","Конвектор внутрипольный Royal Thermo ATRIUM-75/250/1600-DG-U-LB","НС-1477739","Royal Thermo","шт",27476,"RUB",17035.12,"RUB",27476,"RUB",19233.2,"RUB",18683.68,"RUB",18408.919999999998,"RUB",17859.400000000001,"RUB",15111.8,"RUB",14837.04,"RUB"]
["RT-A-75/250/1600-DG-U-NA","Конвектор внутрипольный Royal Thermo ATRIUM-75/250/1600-DG-U-NA","НС-1477740","Royal Thermo","шт",27476,"RUB",17035.12,"RUB",27476,"RUB",19233.2,"RUB",18683.68,"RUB",18408.919999999998,"RUB",17859.400000000001,"RUB",15111.8,"RUB",14837.04,"RUB"]
["RT-A-75/250/1800-DG-U-AU","Конвектор внутрипольный Royal Thermo ATRIUM-75/250/1800-DG-U-AU","НС-1493228","Royal Thermo","шт",30371,"RUB",18830.02,"RUB",30371,"RUB",21259.7,"RUB",20652.28,"RUB",20348.57,"RUB",19741.150000000001,"RUB",16704.05,"RUB",16400.34,"RUB"]
["RT-A-75/250/1800-DG-U-BL","Конвектор внутрипольный Royal Thermo ATRIUM-75/250/1800-DG-U-BL","НС-1493494","Royal Thermo","шт",30371,"RUB",18830.02,"RUB",30371,"RUB",21259.7,"RUB",20652.28,"RUB",20348.57,"RUB",19741.150000000001,"RUB",16704.05,"RUB",16400.34,"RUB"]
["RT-A-75/250/1800-DG-U-DB","Конвектор внутрипольный Royal Thermo ATRIUM-75/250/1800-DG-U-DB","НС-1477741","Royal Thermo","шт",30371,"RUB",18830.02,"RUB",30371,"RUB",21259.7,"RUB",20652.28,"RUB",20348.57,"RUB",19741.150000000001,"RUB",16704.05,"RUB",16400.34,"RUB"]
["RT-A-75/250/1800-DG-U-LB","Конвектор внутрипольный Royal Thermo ATRIUM-75/250/1800-DG-U-LB","НС-1477742","Royal Thermo","шт",30371,"RUB",18830.02,"RUB",30371,"RUB",21259.7,"RUB",20652.28,"RUB",20348.57,"RUB",19741.150000000001,"RUB",16704.05,"RUB",16400.34,"RUB"]
["RT-A-75/250/1800-DG-U-NA","Конвектор внутрипольный Royal Thermo ATRIUM-75/250/1800-DG-U-NA","НС-1477743","Royal Thermo","шт",30371,"RUB",18830.02,"RUB",30371,"RUB",21259.7,"RUB",20652.28,"RUB",20348.57,"RUB",19741.150000000001,"RUB",16704.05,"RUB",16400.34,"RUB"]
["RT-A-75/250/2000-DG-U-AU","Конвектор внутрипольный Royal Thermo ATRIUM-75/250/2000-DG-U-AU","НС-1493229","Royal Thermo","шт",33294,"RUB",20642.28,"RUB",33294,"RUB",23305.8,"RUB",22639.919999999998,"RUB",22306.98,"RUB",21641.1,"RUB",18311.7,"RUB",17978.759999999998,"RUB"]
["RT-A-75/250/2000-DG-U-BL","Конвектор внутрипольный Royal Thermo ATRIUM-75/250/2000-DG-U-BL","НС-1493495","Royal Thermo","шт",33294,"RUB",20642.28,"RUB",33294,"RUB",23305.8,"RUB",22639.919999999998,"RUB",22306.98,"RUB",21641.1,"RUB",18311.7,"RUB",17978.759999999998,"RUB"]
["RT-A-75/250/2000-DG-U-DB","Конвектор внутрипольный Royal Thermo ATRIUM-75/250/2000-DG-U-DB","НС-1477744","Royal Thermo","шт",33294,"RUB",20642.28,"RUB",33294,"RUB",23305.8,"RUB",22639.919999999998,"RUB",22306.98,"RUB",21641.1,"RUB",18311.7,"RUB",17978.759999999998,"RUB"]
["RT-A-75/250/2000-DG-U-LB","Конвектор внутрипольный Royal Thermo ATRIUM-75/250/2000-DG-U-LB","НС-1477745","Royal Thermo","шт",33294,"RUB",20642.28,"RUB",33294,"RUB",23305.8,"RUB",22639.919999999998,"RUB",22306.98,"RUB",21641.1,"RUB",18311.7,"RUB",17978.759999999998,"RUB"]
["RT-A-75/250/2000-DG-U-NA","Конвектор внутрипольный Royal Thermo ATRIUM-75/250/2000-DG-U-NA","НС-1477746","Royal Thermo","шт",33294,"RUB",20642.28,"RUB",33294,"RUB",23305.8,"RUB",22639.919999999998,"RUB",22306.98,"RUB",21641.1,"RUB",18311.7,"RUB",17978.759999999998,"RUB"]
["RT-A-75/250/2200-DG-U-AU","Конвектор внутрипольный Royal Thermo ATRIUM-75/250/2200-DG-U-AU","НС-1493230","Royal Thermo","шт",36111,"RUB",22388.82,"RUB",36111,"RUB",25277.7,"RUB",24555.48,"RUB",24194.37,"RUB",23472.15,"RUB",19861.05,"RUB",19499.939999999999,"RUB"]
["RT-A-75/250/2200-DG-U-BL","Конвектор внутрипольный Royal Thermo ATRIUM-75/250/2200-DG-U-BL","НС-1493496","Royal Thermo","шт",36111,"RUB",22388.82,"RUB",36111,"RUB",25277.7,"RUB",24555.48,"RUB",24194.37,"RUB",23472.15,"RUB",19861.05,"RUB",19499.939999999999,"RUB"]
["RT-A-75/250/2200-DG-U-DB","Конвектор внутрипольный Royal Thermo ATRIUM-75/250/2200-DG-U-DB","НС-1477747","Royal Thermo","шт",36111,"RUB",22388.82,"RUB",36111,"RUB",25277.7,"RUB",24555.48,"RUB",24194.37,"RUB",23472.15,"RUB",19861.05,"RUB",19499.939999999999,"RUB"]
["RT-A-75/250/2200-DG-U-LB","Конвектор внутрипольный Royal Thermo ATRIUM-75/250/2200-DG-U-LB","НС-1477748","Royal Thermo","шт",36111,"RUB",22388.82,"RUB",36111,"RUB",25277.7,"RUB",24555.48,"RUB",24194.37,"RUB",23472.15,"RUB",19861.05,"RUB",19499.939999999999,"RUB"]
["RT-A-75/250/2200-DG-U-NA","Конвектор внутрипольный Royal Thermo ATRIUM-75/250/2200-DG-U-NA","НС-1477749","Royal Thermo","шт",36111,"RUB",22388.82,"RUB",36111,"RUB",25277.7,"RUB",24555.48,"RUB",24194.37,"RUB",23472.15,"RUB",19861.05,"RUB",19499.939999999999,"RUB"]
["RT-A-75/250/2400-DG-U-AU","Конвектор внутрипольный Royal Thermo ATRIUM-75/250/2400-DG-U-AU","НС-1493231","Royal Thermo","шт",39050,"RUB",24211,"RUB",39050,"RUB",27335,"RUB",26554,"RUB",26163.5,"RUB",25382.5,"RUB",21477.5,"RUB",21087,"RUB"]
["RT-A-75/250/2400-DG-U-BL","Конвектор внутрипольный Royal Thermo ATRIUM-75/250/2400-DG-U-BL","НС-1493497","Royal Thermo","шт",39050,"RUB",24211,"RUB",39050,"RUB",27335,"RUB",26554,"RUB",26163.5,"RUB",25382.5,"RUB",21477.5,"RUB",21087,"RUB"]
["RT-A-75/250/2400-DG-U-DB","Конвектор внутрипольный Royal Thermo ATRIUM-75/250/2400-DG-U-DB","НС-1477750","Royal Thermo","шт",39050,"RUB",24211,"RUB",39050,"RUB",27335,"RUB",26554,"RUB",26163.5,"RUB",25382.5,"RUB",21477.5,"RUB",21087,"RUB"]
["RT-A-75/250/2400-DG-U-LB","Конвектор внутрипольный Royal Thermo ATRIUM-75/250/2400-DG-U-LB","НС-1477751","Royal Thermo","шт",39050,"RUB",24211,"RUB",39050,"RUB",27335,"RUB",26554,"RUB",26163.5,"RUB",25382.5,"RUB",21477.5,"RUB",21087,"RUB"]
["RT-A-75/250/2400-DG-U-NA","Конвектор внутрипольный Royal Thermo ATRIUM-75/250/2400-DG-U-NA","НС-1477752","Royal Thermo","шт",39050,"RUB",24211,"RUB",39050,"RUB",27335,"RUB",26554,"RUB",26163.5,"RUB",25382.5,"RUB",21477.5,"RUB",21087,"RUB"]
["RT-A-75/250/2600-DG-U-AU","Конвектор внутрипольный Royal Thermo ATRIUM-75/250/2600-DG-U-AU","НС-1493232","Royal Thermo","шт",41864,"RUB",25955.68,"RUB",41864,"RUB",29304.799999999999,"RUB",28467.52,"RUB",28048.880000000001,"RUB",27211.599999999999,"RUB",23025.200000000001,"RUB",22606.560000000001,"RUB"]
["RT-A-75/250/2600-DG-U-BL","Конвектор внутрипольный Royal Thermo ATRIUM-75/250/2600-DG-U-BL","НС-1493498","Royal Thermo","шт",41864,"RUB",25955.68,"RUB",41864,"RUB",29304.799999999999,"RUB",28467.52,"RUB",28048.880000000001,"RUB",27211.599999999999,"RUB",23025.200000000001,"RUB",22606.560000000001,"RUB"]
["RT-A-75/250/2600-DG-U-DB","Конвектор внутрипольный Royal Thermo ATRIUM-75/250/2600-DG-U-DB","НС-1477753","Royal Thermo","шт",41864,"RUB",25955.68,"RUB",41864,"RUB",29304.799999999999,"RUB",28467.52,"RUB",28048.880000000001,"RUB",27211.599999999999,"RUB",23025.200000000001,"RUB",22606.560000000001,"RUB"]
["RT-A-75/250/2600-DG-U-LB","Конвектор внутрипольный Royal Thermo ATRIUM-75/250/2600-DG-U-LB","НС-1477754","Royal Thermo","шт",41864,"RUB",25955.68,"RUB",41864,"RUB",29304.799999999999,"RUB",28467.52,"RUB",28048.880000000001,"RUB",27211.599999999999,"RUB",23025.200000000001,"RUB",22606.560000000001,"RUB"]
["RT-A-75/250/2600-DG-U-NA","Конвектор внутрипольный Royal Thermo ATRIUM-75/250/2600-DG-U-NA","НС-1477755","Royal Thermo","шт",41864,"RUB",25955.68,"RUB",41864,"RUB",29304.799999999999,"RUB",28467.52,"RUB",28048.880000000001,"RUB",27211.599999999999,"RUB",23025.200000000001,"RUB",22606.560000000001,"RUB"]
["RT-A-75/250/2800-DG-U-AU","Конвектор внутрипольный Royal Thermo ATRIUM-75/250/2800-DG-U-AU","НС-1493233","Royal Thermo","шт",45522,"RUB",28223.64,"RUB",45522,"RUB",31865.4,"RUB",30954.959999999999,"RUB",30499.74,"RUB",29589.3,"RUB",25037.1,"RUB",24581.88,"RUB"]
["RT-A-75/250/2800-DG-U-BL","Конвектор внутрипольный Royal Thermo ATRIUM-75/250/2800-DG-U-BL","НС-1493499","Royal Thermo","шт",45522,"RUB",28223.64,"RUB",45522,"RUB",31865.4,"RUB",30954.959999999999,"RUB",30499.74,"RUB",29589.3,"RUB",25037.1,"RUB",24581.88,"RUB"]
["RT-A-75/250/2800-DG-U-DB","Конвектор внутрипольный Royal Thermo ATRIUM-75/250/2800-DG-U-DB","НС-1477756","Royal Thermo","шт",45522,"RUB",28223.64,"RUB",45522,"RUB",31865.4,"RUB",30954.959999999999,"RUB",30499.74,"RUB",29589.3,"RUB",25037.1,"RUB",24581.88,"RUB"]
["RT-A-75/250/2800-DG-U-LB","Конвектор внутрипольный Royal Thermo ATRIUM-75/250/2800-DG-U-LB","НС-1477757","Royal Thermo","шт",45522,"RUB",28223.64,"RUB",45522,"RUB",31865.4,"RUB",30954.959999999999,"RUB",30499.74,"RUB",29589.3,"RUB",25037.1,"RUB",24581.88,"RUB"]
["RT-A-75/250/2800-DG-U-NA","Конвектор внутрипольный Royal Thermo ATRIUM-75/250/2800-DG-U-NA","НС-1477758","Royal Thermo","шт",45522,"RUB",28223.64,"RUB",45522,"RUB",31865.4,"RUB",30954.959999999999,"RUB",30499.74,"RUB",29589.3,"RUB",25037.1,"RUB",24581.88,"RUB"]
["RT-A-75/250/3000-DG-U-AU","Конвектор внутрипольный Royal Thermo ATRIUM-75/250/3000-DG-U-AU","НС-1493234","Royal Thermo","шт",48511,"RUB",30076.82,"RUB",48511,"RUB",33957.699999999997,"RUB",32987.480000000003,"RUB",32502.37,"RUB",31532.15,"RUB",26681.05,"RUB",26195.94,"RUB"]
["RT-A-75/250/3000-DG-U-BL","Конвектор внутрипольный Royal Thermo ATRIUM-75/250/3000-DG-U-BL","НС-1493500","Royal Thermo","шт",48511,"RUB",30076.82,"RUB",48511,"RUB",33957.699999999997,"RUB",32987.480000000003,"RUB",32502.37,"RUB",31532.15,"RUB",26681.05,"RUB",26195.94,"RUB"]
["RT-A-75/250/3000-DG-U-DB","Конвектор внутрипольный Royal Thermo ATRIUM-75/250/3000-DG-U-DB","НС-1477759","Royal Thermo","шт",48511,"RUB",30076.82,"RUB",48511,"RUB",33957.699999999997,"RUB",32987.480000000003,"RUB",32502.37,"RUB",31532.15,"RUB",26681.05,"RUB",26195.94,"RUB"]
["RT-A-75/250/3000-DG-U-LB","Конвектор внутрипольный Royal Thermo ATRIUM-75/250/3000-DG-U-LB","НС-1477760","Royal Thermo","шт",48511,"RUB",30076.82,"RUB",48511,"RUB",33957.699999999997,"RUB",32987.480000000003,"RUB",32502.37,"RUB",31532.15,"RUB",26681.05,"RUB",26195.94,"RUB"]
["RT-A-75/250/3000-DG-U-NA","Конвектор внутрипольный Royal Thermo ATRIUM-75/250/3000-DG-U-NA","НС-1477761","Royal Thermo","шт",48511,"RUB",30076.82,"RUB",48511,"RUB",33957.699999999997,"RUB",32987.480000000003,"RUB",32502.37,"RUB",31532.15,"RUB",26681.05,"RUB",26195.94,"RUB"]
["RT-A-75/250/800-DG-U-AU","Конвектор внутрипольный Royal Thermo ATRIUM-75/250/800-DG-U-AU","НС-1493235","Royal Thermo","шт",15888,"RUB",9850.56,"RUB",15888,"RUB",11121.6,"RUB",10803.84,"RUB",10644.96,"RUB",10327.200000000001,"RUB",8738.4,"RUB",8579.52,"RUB"]
["RT-A-75/250/800-DG-U-BL","Конвектор внутрипольный Royal Thermo ATRIUM-75/250/800-DG-U-BL","НС-1493501","Royal Thermo","шт",15888,"RUB",9850.56,"RUB",15888,"RUB",11121.6,"RUB",10803.84,"RUB",10644.96,"RUB",10327.200000000001,"RUB",8738.4,"RUB",8579.52,"RUB"]
["RT-A-75/250/800-DG-U-DB","Конвектор внутрипольный Royal Thermo ATRIUM-75/250/800-DG-U-DB","НС-1477762","Royal Thermo","шт",15888,"RUB",9850.56,"RUB",15888,"RUB",11121.6,"RUB",10803.84,"RUB",10644.96,"RUB",10327.200000000001,"RUB",8738.4,"RUB",8579.52,"RUB"]
["RT-A-75/250/800-DG-U-LB","Конвектор внутрипольный Royal Thermo ATRIUM-75/250/800-DG-U-LB","НС-1477763","Royal Thermo","шт",15888,"RUB",9850.56,"RUB",15888,"RUB",11121.6,"RUB",10803.84,"RUB",10644.96,"RUB",10327.200000000001,"RUB",8738.4,"RUB",8579.52,"RUB"]
["RT-A-75/250/800-DG-U-NA","Конвектор внутрипольный Royal Thermo ATRIUM-75/250/800-DG-U-NA","НС-1477764","Royal Thermo","шт",15888,"RUB",9850.56,"RUB",15888,"RUB",11121.6,"RUB",10803.84,"RUB",10644.96,"RUB",10327.200000000001,"RUB",8738.4,"RUB",8579.52,"RUB"]
["RT-A-75/300/1000-DG-U-AU","Конвектор внутрипольный Royal Thermo ATRIUM-75/300/1000-DG-U-AU","НС-1493237","Royal Thermo","шт",19733,"RUB",12234.46,"RUB",19733,"RUB",13813.1,"RUB",13418.44,"RUB",13221.11,"RUB",12826.45,"RUB",10853.15,"RUB",10655.82,"RUB"]
["RT-A-75/300/1000-DG-U-BL","Конвектор внутрипольный Royal Thermo ATRIUM-75/300/1000-DG-U-BL","НС-1493503","Royal Thermo","шт",19733,"RUB",12234.46,"RUB",19733,"RUB",13813.1,"RUB",13418.44,"RUB",13221.11,"RUB",12826.45,"RUB",10853.15,"RUB",10655.82,"RUB"]
["RT-A-75/300/1000-DG-U-DB","Конвектор внутрипольный Royal Thermo ATRIUM-75/300/1000-DG-U-DB","НС-1477768","Royal Thermo","шт",19733,"RUB",12234.46,"RUB",19733,"RUB",13813.1,"RUB",13418.44,"RUB",13221.11,"RUB",12826.45,"RUB",10853.15,"RUB",10655.82,"RUB"]
["RT-A-75/300/1000-DG-U-LB","Конвектор внутрипольный Royal Thermo ATRIUM-75/300/1000-DG-U-LB","НС-1477769","Royal Thermo","шт",19733,"RUB",12234.46,"RUB",19733,"RUB",13813.1,"RUB",13418.44,"RUB",13221.11,"RUB",12826.45,"RUB",10853.15,"RUB",10655.82,"RUB"]
["RT-A-75/300/1000-DG-U-NA","Конвектор внутрипольный Royal Thermo ATRIUM-75/300/1000-DG-U-NA","НС-1477770","Royal Thermo","шт",19733,"RUB",12234.46,"RUB",19733,"RUB",13813.1,"RUB",13418.44,"RUB",13221.11,"RUB",12826.45,"RUB",10853.15,"RUB",10655.82,"RUB"]
["RT-A-75/300/1200-DG-U-AU","Конвектор внутрипольный Royal Thermo ATRIUM-75/300/1200-DG-U-AU","НС-1493238","Royal Thermo","шт",22774,"RUB",14119.88,"RUB",22774,"RUB",15941.8,"RUB",15486.32,"RUB",15258.58,"RUB",14803.1,"RUB",12525.7,"RUB",12297.96,"RUB"]
["RT-A-75/300/1200-DG-U-BL","Конвектор внутрипольный Royal Thermo ATRIUM-75/300/1200-DG-U-BL","НС-1493504","Royal Thermo","шт",22774,"RUB",14119.88,"RUB",22774,"RUB",15941.8,"RUB",15486.32,"RUB",15258.58,"RUB",14803.1,"RUB",12525.7,"RUB",12297.96,"RUB"]
["RT-A-75/300/1200-DG-U-DB","Конвектор внутрипольный Royal Thermo ATRIUM-75/300/1200-DG-U-DB","НС-1477771","Royal Thermo","шт",22774,"RUB",14119.88,"RUB",22774,"RUB",15941.8,"RUB",15486.32,"RUB",15258.58,"RUB",14803.1,"RUB",12525.7,"RUB",12297.96,"RUB"]
["RT-A-75/300/1200-DG-U-LB","Конвектор внутрипольный Royal Thermo ATRIUM-75/300/1200-DG-U-LB","НС-1477772","Royal Thermo","шт",22774,"RUB",14119.88,"RUB",22774,"RUB",15941.8,"RUB",15486.32,"RUB",15258.58,"RUB",14803.1,"RUB",12525.7,"RUB",12297.96,"RUB"]
["RT-A-75/300/1200-DG-U-NA","Конвектор внутрипольный Royal Thermo ATRIUM-75/300/1200-DG-U-NA","НС-1477773","Royal Thermo","шт",22774,"RUB",14119.88,"RUB",22774,"RUB",15941.8,"RUB",15486.32,"RUB",15258.58,"RUB",14803.1,"RUB",12525.7,"RUB",12297.96,"RUB"]
["RT-A-75/300/1400-DG-U-AU","Конвектор внутрипольный Royal Thermo ATRIUM-75/300/1400-DG-U-AU","НС-1493239","Royal Thermo","шт",25859,"RUB",16032.58,"RUB",25859,"RUB",18101.3,"RUB",17584.12,"RUB",17325.53,"RUB",16808.349999999999,"RUB",14222.45,"RUB",13963.86,"RUB"]
["RT-A-75/300/1400-DG-U-BL","Конвектор внутрипольный Royal Thermo ATRIUM-75/300/1400-DG-U-BL","НС-1493505","Royal Thermo","шт",25859,"RUB",16032.58,"RUB",25859,"RUB",18101.3,"RUB",17584.12,"RUB",17325.53,"RUB",16808.349999999999,"RUB",14222.45,"RUB",13963.86,"RUB"]
["RT-A-75/300/1400-DG-U-DB","Конвектор внутрипольный Royal Thermo ATRIUM-75/300/1400-DG-U-DB","НС-1477774","Royal Thermo","шт",25859,"RUB",16032.58,"RUB",25859,"RUB",18101.3,"RUB",17584.12,"RUB",17325.53,"RUB",16808.349999999999,"RUB",14222.45,"RUB",13963.86,"RUB"]
["RT-A-75/300/1400-DG-U-LB","Конвектор внутрипольный Royal Thermo ATRIUM-75/300/1400-DG-U-LB","НС-1477775","Royal Thermo","шт",25859,"RUB",16032.58,"RUB",25859,"RUB",18101.3,"RUB",17584.12,"RUB",17325.53,"RUB",16808.349999999999,"RUB",14222.45,"RUB",13963.86,"RUB"]
["RT-A-75/300/1400-DG-U-NA","Конвектор внутрипольный Royal Thermo ATRIUM-75/300/1400-DG-U-NA","НС-1477776","Royal Thermo","шт",25859,"RUB",16032.58,"RUB",25859,"RUB",18101.3,"RUB",17584.12,"RUB",17325.53,"RUB",16808.349999999999,"RUB",14222.45,"RUB",13963.86,"RUB"]
["RT-A-75/300/1600-DG-U-AU","Конвектор внутрипольный Royal Thermo ATRIUM-75/300/1600-DG-U-AU","НС-1493240","Royal Thermo","шт",29122,"RUB",18055.64,"RUB",29122,"RUB",20385.400000000001,"RUB",19802.96,"RUB",19511.740000000002,"RUB",18929.3,"RUB",16017.1,"RUB",15725.88,"RUB"]
["RT-A-75/300/1600-DG-U-BL","Конвектор внутрипольный Royal Thermo ATRIUM-75/300/1600-DG-U-BL","НС-1493506","Royal Thermo","шт",29122,"RUB",18055.64,"RUB",29122,"RUB",20385.400000000001,"RUB",19802.96,"RUB",19511.740000000002,"RUB",18929.3,"RUB",16017.1,"RUB",15725.88,"RUB"]
["RT-A-75/300/1600-DG-U-DB","Конвектор внутрипольный Royal Thermo ATRIUM-75/300/1600-DG-U-DB","НС-1477777","Royal Thermo","шт",29122,"RUB",18055.64,"RUB",29122,"RUB",20385.400000000001,"RUB",19802.96,"RUB",19511.740000000002,"RUB",18929.3,"RUB",16017.1,"RUB",15725.88,"RUB"]
["RT-A-75/300/1600-DG-U-LB","Конвектор внутрипольный Royal Thermo ATRIUM-75/300/1600-DG-U-LB","НС-1477778","Royal Thermo","шт",29122,"RUB",18055.64,"RUB",29122,"RUB",20385.400000000001,"RUB",19802.96,"RUB",19511.740000000002,"RUB",18929.3,"RUB",16017.1,"RUB",15725.88,"RUB"]
["RT-A-75/300/1600-DG-U-NA","Конвектор внутрипольный Royal Thermo ATRIUM-75/300/1600-DG-U-NA","НС-1477779","Royal Thermo","шт",29122,"RUB",18055.64,"RUB",29122,"RUB",20385.400000000001,"RUB",19802.96,"RUB",19511.740000000002,"RUB",18929.3,"RUB",16017.1,"RUB",15725.88,"RUB"]
["RT-A-75/300/1800-DG-U-AU","Конвектор внутрипольный Royal Thermo ATRIUM-75/300/1800-DG-U-AU","НС-1493241","Royal Thermo","шт",32209,"RUB",19969.580000000002,"RUB",32209,"RUB",22546.3,"RUB",21902.12,"RUB",21580.03,"RUB",20935.849999999999,"RUB",17714.95,"RUB",17392.86,"RUB"]
["RT-A-75/300/1800-DG-U-BL","Конвектор внутрипольный Royal Thermo ATRIUM-75/300/1800-DG-U-BL","НС-1493507","Royal Thermo","шт",32209,"RUB",19969.580000000002,"RUB",32209,"RUB",22546.3,"RUB",21902.12,"RUB",21580.03,"RUB",20935.849999999999,"RUB",17714.95,"RUB",17392.86,"RUB"]
["RT-A-75/300/1800-DG-U-DB","Конвектор внутрипольный Royal Thermo ATRIUM-75/300/1800-DG-U-DB","НС-1477780","Royal Thermo","шт",32209,"RUB",19969.580000000002,"RUB",32209,"RUB",22546.3,"RUB",21902.12,"RUB",21580.03,"RUB",20935.849999999999,"RUB",17714.95,"RUB",17392.86,"RUB"]
["RT-A-75/300/1800-DG-U-LB","Конвектор внутрипольный Royal Thermo ATRIUM-75/300/1800-DG-U-LB","НС-1477781","Royal Thermo","шт",32209,"RUB",19969.580000000002,"RUB",32209,"RUB",22546.3,"RUB",21902.12,"RUB",21580.03,"RUB",20935.849999999999,"RUB",17714.95,"RUB",17392.86,"RUB"]
["RT-A-75/300/1800-DG-U-NA","Конвектор внутрипольный Royal Thermo ATRIUM-75/300/1800-DG-U-NA","НС-1477782","Royal Thermo","шт",32209,"RUB",19969.580000000002,"RUB",32209,"RUB",22546.3,"RUB",21902.12,"RUB",21580.03,"RUB",20935.849999999999,"RUB",17714.95,"RUB",17392.86,"RUB"]
["RT-A-75/300/2000-DG-U-AU","Конвектор внутрипольный Royal Thermo ATRIUM-75/300/2000-DG-U-AU","НС-1493242","Royal Thermo","шт",35328,"RUB",21903.360000000001,"RUB",35328,"RUB",24729.599999999999,"RUB",24023.040000000001,"RUB",23669.759999999998,"RUB",22963.200000000001,"RUB",19430.400000000001,"RUB",19077.12,"RUB"]
["RT-A-75/300/2000-DG-U-BL","Конвектор внутрипольный Royal Thermo ATRIUM-75/300/2000-DG-U-BL","НС-1493508","Royal Thermo","шт",35328,"RUB",21903.360000000001,"RUB",35328,"RUB",24729.599999999999,"RUB",24023.040000000001,"RUB",23669.759999999998,"RUB",22963.200000000001,"RUB",19430.400000000001,"RUB",19077.12,"RUB"]
["RT-A-75/300/2000-DG-U-DB","Конвектор внутрипольный Royal Thermo ATRIUM-75/300/2000-DG-U-DB","НС-1477783","Royal Thermo","шт",35328,"RUB",21903.360000000001,"RUB",35328,"RUB",24729.599999999999,"RUB",24023.040000000001,"RUB",23669.759999999998,"RUB",22963.200000000001,"RUB",19430.400000000001,"RUB",19077.12,"RUB"]
["RT-A-75/300/2000-DG-U-LB","Конвектор внутрипольный Royal Thermo ATRIUM-75/300/2000-DG-U-LB","НС-1477784","Royal Thermo","шт",35328,"RUB",21903.360000000001,"RUB",35328,"RUB",24729.599999999999,"RUB",24023.040000000001,"RUB",23669.759999999998,"RUB",22963.200000000001,"RUB",19430.400000000001,"RUB",19077.12,"RUB"]
["RT-A-75/300/2000-DG-U-NA","Конвектор внутрипольный Royal Thermo ATRIUM-75/300/2000-DG-U-NA","НС-1477785","Royal Thermo","шт",35328,"RUB",21903.360000000001,"RUB",35328,"RUB",24729.599999999999,"RUB",24023.040000000001,"RUB",23669.759999999998,"RUB",22963.200000000001,"RUB",19430.400000000001,"RUB",19077.12,"RUB"]
["RT-A-75/300/2200-DG-U-AU","Конвектор внутрипольный Royal Thermo ATRIUM-75/300/2200-DG-U-AU","НС-1493243","Royal Thermo","шт",38339,"RUB",23770.18,"RUB",38339,"RUB",26837.3,"RUB",26070.52,"RUB",25687.13,"RUB",24920.35,"RUB",21086.45,"RUB",20703.060000000001,"RUB"]
["RT-A-75/300/2200-DG-U-BL","Конвектор внутрипольный Royal Thermo ATRIUM-75/300/2200-DG-U-BL","НС-1493509","Royal Thermo","шт",38339,"RUB",23770.18,"RUB",38339,"RUB",26837.3,"RUB",26070.52,"RUB",25687.13,"RUB",24920.35,"RUB",21086.45,"RUB",20703.060000000001,"RUB"]
["RT-A-75/300/2200-DG-U-DB","Конвектор внутрипольный Royal Thermo ATRIUM-75/300/2200-DG-U-DB","НС-1477786","Royal Thermo","шт",38339,"RUB",23770.18,"RUB",38339,"RUB",26837.3,"RUB",26070.52,"RUB",25687.13,"RUB",24920.35,"RUB",21086.45,"RUB",20703.060000000001,"RUB"]
["RT-A-75/300/2200-DG-U-LB","Конвектор внутрипольный Royal Thermo ATRIUM-75/300/2200-DG-U-LB","НС-1477787","Royal Thermo","шт",38339,"RUB",23770.18,"RUB",38339,"RUB",26837.3,"RUB",26070.52,"RUB",25687.13,"RUB",24920.35,"RUB",21086.45,"RUB",20703.060000000001,"RUB"]
["RT-A-75/300/2200-DG-U-NA","Конвектор внутрипольный Royal Thermo ATRIUM-75/300/2200-DG-U-NA","НС-1477788","Royal Thermo","шт",38339,"RUB",23770.18,"RUB",38339,"RUB",26837.3,"RUB",26070.52,"RUB",25687.13,"RUB",24920.35,"RUB",21086.45,"RUB",20703.060000000001,"RUB"]
["RT-A-75/300/2400-DG-U-AU","Конвектор внутрипольный Royal Thermo ATRIUM-75/300/2400-DG-U-AU","НС-1493244","Royal Thermo","шт",41474,"RUB",25713.88,"RUB",41474,"RUB",29031.8,"RUB",28202.32,"RUB",27787.58,"RUB",26958.1,"RUB",22810.7,"RUB",22395.96,"RUB"]
["RT-A-75/300/2400-DG-U-BL","Конвектор внутрипольный Royal Thermo ATRIUM-75/300/2400-DG-U-BL","НС-1493510","Royal Thermo","шт",41474,"RUB",25713.88,"RUB",41474,"RUB",29031.8,"RUB",28202.32,"RUB",27787.58,"RUB",26958.1,"RUB",22810.7,"RUB",22395.96,"RUB"]
["RT-A-75/300/2400-DG-U-DB","Конвектор внутрипольный Royal Thermo ATRIUM-75/300/2400-DG-U-DB","НС-1477789","Royal Thermo","шт",41474,"RUB",25713.88,"RUB",41474,"RUB",29031.8,"RUB",28202.32,"RUB",27787.58,"RUB",26958.1,"RUB",22810.7,"RUB",22395.96,"RUB"]
["RT-A-75/300/2400-DG-U-LB","Конвектор внутрипольный Royal Thermo ATRIUM-75/300/2400-DG-U-LB","НС-1477790","Royal Thermo","шт",41474,"RUB",25713.88,"RUB",41474,"RUB",29031.8,"RUB",28202.32,"RUB",27787.58,"RUB",26958.1,"RUB",22810.7,"RUB",22395.96,"RUB"]
["RT-A-75/300/2400-DG-U-NA","Конвектор внутрипольный Royal Thermo ATRIUM-75/300/2400-DG-U-NA","НС-1477791","Royal Thermo","шт",41474,"RUB",25713.88,"RUB",41474,"RUB",29031.8,"RUB",28202.32,"RUB",27787.58,"RUB",26958.1,"RUB",22810.7,"RUB",22395.96,"RUB"]
["RT-A-75/300/2600-DG-U-AU","Конвектор внутрипольный Royal Thermo ATRIUM-75/300/2600-DG-U-AU","НС-1493245","Royal Thermo","шт",44481,"RUB",27578.22,"RUB",44481,"RUB",31136.7,"RUB",30247.08,"RUB",29802.27,"RUB",28912.65,"RUB",24464.55,"RUB",24019.74,"RUB"]
["RT-A-75/300/2600-DG-U-BL","Конвектор внутрипольный Royal Thermo ATRIUM-75/300/2600-DG-U-BL","НС-1493511","Royal Thermo","шт",44481,"RUB",27578.22,"RUB",44481,"RUB",31136.7,"RUB",30247.08,"RUB",29802.27,"RUB",28912.65,"RUB",24464.55,"RUB",24019.74,"RUB"]
["RT-A-75/300/2600-DG-U-DB","Конвектор внутрипольный Royal Thermo ATRIUM-75/300/2600-DG-U-DB","НС-1477792","Royal Thermo","шт",44481,"RUB",27578.22,"RUB",44481,"RUB",31136.7,"RUB",30247.08,"RUB",29802.27,"RUB",28912.65,"RUB",24464.55,"RUB",24019.74,"RUB"]
["RT-A-75/300/2600-DG-U-LB","Конвектор внутрипольный Royal Thermo ATRIUM-75/300/2600-DG-U-LB","НС-1477793","Royal Thermo","шт",44481,"RUB",27578.22,"RUB",44481,"RUB",31136.7,"RUB",30247.08,"RUB",29802.27,"RUB",28912.65,"RUB",24464.55,"RUB",24019.74,"RUB"]
["RT-A-75/300/2600-DG-U-NA","Конвектор внутрипольный Royal Thermo ATRIUM-75/300/2600-DG-U-NA","НС-1477794","Royal Thermo","шт",44481,"RUB",27578.22,"RUB",44481,"RUB",31136.7,"RUB",30247.08,"RUB",29802.27,"RUB",28912.65,"RUB",24464.55,"RUB",24019.74,"RUB"]
["RT-A-75/300/2800-DG-U-AU","Конвектор внутрипольный Royal Thermo ATRIUM-75/300/2800-DG-U-AU","НС-1493246","Royal Thermo","шт",48349,"RUB",29976.38,"RUB",48349,"RUB",33844.300000000003,"RUB",32877.32,"RUB",32393.83,"RUB",31426.85,"RUB",26591.95,"RUB",26108.46,"RUB"]
["RT-A-75/300/2800-DG-U-BL","Конвектор внутрипольный Royal Thermo ATRIUM-75/300/2800-DG-U-BL","НС-1493512","Royal Thermo","шт",48349,"RUB",29976.38,"RUB",48349,"RUB",33844.300000000003,"RUB",32877.32,"RUB",32393.83,"RUB",31426.85,"RUB",26591.95,"RUB",26108.46,"RUB"]
["RT-A-75/300/2800-DG-U-DB","Конвектор внутрипольный Royal Thermo ATRIUM-75/300/2800-DG-U-DB","НС-1477795","Royal Thermo","шт",48349,"RUB",29976.38,"RUB",48349,"RUB",33844.300000000003,"RUB",32877.32,"RUB",32393.83,"RUB",31426.85,"RUB",26591.95,"RUB",26108.46,"RUB"]
["RT-A-75/300/2800-DG-U-LB","Конвектор внутрипольный Royal Thermo ATRIUM-75/300/2800-DG-U-LB","НС-1477796","Royal Thermo","шт",48349,"RUB",29976.38,"RUB",48349,"RUB",33844.300000000003,"RUB",32877.32,"RUB",32393.83,"RUB",31426.85,"RUB",26591.95,"RUB",26108.46,"RUB"]
["RT-A-75/300/2800-DG-U-NA","Конвектор внутрипольный Royal Thermo ATRIUM-75/300/2800-DG-U-NA","НС-1477797","Royal Thermo","шт",48349,"RUB",29976.38,"RUB",48349,"RUB",33844.300000000003,"RUB",32877.32,"RUB",32393.83,"RUB",31426.85,"RUB",26591.95,"RUB",26108.46,"RUB"]
["RT-A-75/300/3000-DG-U-AU","Конвектор внутрипольный Royal Thermo ATRIUM-75/300/3000-DG-U-AU","НС-1493247","Royal Thermo","шт",51535,"RUB",31951.7,"RUB",51535,"RUB",36074.5,"RUB",35043.800000000003,"RUB",34528.449999999997,"RUB",33497.75,"RUB",28344.25,"RUB",27828.9,"RUB"]
["RT-A-75/300/3000-DG-U-BL","Конвектор внутрипольный Royal Thermo ATRIUM-75/300/3000-DG-U-BL","НС-1493513","Royal Thermo","шт",51535,"RUB",31951.7,"RUB",51535,"RUB",36074.5,"RUB",35043.800000000003,"RUB",34528.449999999997,"RUB",33497.75,"RUB",28344.25,"RUB",27828.9,"RUB"]
["RT-A-75/300/3000-DG-U-DB","Конвектор внутрипольный Royal Thermo ATRIUM-75/300/3000-DG-U-DB","НС-1477798","Royal Thermo","шт",51535,"RUB",31951.7,"RUB",51535,"RUB",36074.5,"RUB",35043.800000000003,"RUB",34528.449999999997,"RUB",33497.75,"RUB",28344.25,"RUB",27828.9,"RUB"]
["RT-A-75/300/3000-DG-U-LB","Конвектор внутрипольный Royal Thermo ATRIUM-75/300/3000-DG-U-LB","НС-1477799","Royal Thermo","шт",51535,"RUB",31951.7,"RUB",51535,"RUB",36074.5,"RUB",35043.800000000003,"RUB",34528.449999999997,"RUB",33497.75,"RUB",28344.25,"RUB",27828.9,"RUB"]
["RT-A-75/300/3000-DG-U-NA","Конвектор внутрипольный Royal Thermo ATRIUM-75/300/3000-DG-U-NA","НС-1477800","Royal Thermo","шт",51535,"RUB",31951.7,"RUB",51535,"RUB",36074.5,"RUB",35043.800000000003,"RUB",34528.449999999997,"RUB",33497.75,"RUB",28344.25,"RUB",27828.9,"RUB"]
["RT-A-75/300/800-DG-U-AU","Конвектор внутрипольный Royal Thermo ATRIUM-75/300/800-DG-U-AU","НС-1493248","Royal Thermo","шт",16754,"RUB",10387.48,"RUB",16754,"RUB",11727.8,"RUB",11392.72,"RUB",11225.18,"RUB",10890.1,"RUB",9214.7000000000007,"RUB",9047.16,"RUB"]
["RT-A-75/300/800-DG-U-BL","Конвектор внутрипольный Royal Thermo ATRIUM-75/300/800-DG-U-BL","НС-1493514","Royal Thermo","шт",16754,"RUB",10387.48,"RUB",16754,"RUB",11727.8,"RUB",11392.72,"RUB",11225.18,"RUB",10890.1,"RUB",9214.7000000000007,"RUB",9047.16,"RUB"]
["RT-A-75/300/800-DG-U-DB","Конвектор внутрипольный Royal Thermo ATRIUM-75/300/800-DG-U-DB","НС-1477801","Royal Thermo","шт",16754,"RUB",10387.48,"RUB",16754,"RUB",11727.8,"RUB",11392.72,"RUB",11225.18,"RUB",10890.1,"RUB",9214.7000000000007,"RUB",9047.16,"RUB"]
["RT-A-75/300/800-DG-U-LB","Конвектор внутрипольный Royal Thermo ATRIUM-75/300/800-DG-U-LB","НС-1477802","Royal Thermo","шт",16754,"RUB",10387.48,"RUB",16754,"RUB",11727.8,"RUB",11392.72,"RUB",11225.18,"RUB",10890.1,"RUB",9214.7000000000007,"RUB",9047.16,"RUB"]
["RT-A-75/300/800-DG-U-NA","Конвектор внутрипольный Royal Thermo ATRIUM-75/300/800-DG-U-NA","НС-1477803","Royal Thermo","шт",16754,"RUB",10387.48,"RUB",16754,"RUB",11727.8,"RUB",11392.72,"RUB",11225.18,"RUB",10890.1,"RUB",9214.7000000000007,"RUB",9047.16,"RUB"]
["RT-A-75/400/1000-DG-U-AU","Конвектор внутрипольный Royal Thermo ATRIUM-75/400/1000-DG-U-AU","НС-1493250","Royal Thermo","шт",26611,"RUB",16498.82,"RUB",26611,"RUB",18627.7,"RUB",18095.48,"RUB",17829.37,"RUB",17297.150000000001,"RUB",14636.05,"RUB",14369.94,"RUB"]
["RT-A-75/400/1000-DG-U-BL","Конвектор внутрипольный Royal Thermo ATRIUM-75/400/1000-DG-U-BL","НС-1493516","Royal Thermo","шт",26611,"RUB",16498.82,"RUB",26611,"RUB",18627.7,"RUB",18095.48,"RUB",17829.37,"RUB",17297.150000000001,"RUB",14636.05,"RUB",14369.94,"RUB"]
["RT-A-75/400/1000-DG-U-DB","Конвектор внутрипольный Royal Thermo ATRIUM-75/400/1000-DG-U-DB","НС-1477807","Royal Thermo","шт",26611,"RUB",16498.82,"RUB",26611,"RUB",18627.7,"RUB",18095.48,"RUB",17829.37,"RUB",17297.150000000001,"RUB",14636.05,"RUB",14369.94,"RUB"]
["RT-A-75/400/1000-DG-U-LB","Конвектор внутрипольный Royal Thermo ATRIUM-75/400/1000-DG-U-LB","НС-1477808","Royal Thermo","шт",26611,"RUB",16498.82,"RUB",26611,"RUB",18627.7,"RUB",18095.48,"RUB",17829.37,"RUB",17297.150000000001,"RUB",14636.05,"RUB",14369.94,"RUB"]
["RT-A-75/400/1000-DG-U-NA","Конвектор внутрипольный Royal Thermo ATRIUM-75/400/1000-DG-U-NA","НС-1477809","Royal Thermo","шт",26611,"RUB",16498.82,"RUB",26611,"RUB",18627.7,"RUB",18095.48,"RUB",17829.37,"RUB",17297.150000000001,"RUB",14636.05,"RUB",14369.94,"RUB"]
["RT-A-75/400/1200-DG-U-AU","Конвектор внутрипольный Royal Thermo ATRIUM-75/400/1200-DG-U-AU","НС-1493251","Royal Thermo","шт",30957,"RUB",19193.34,"RUB",30957,"RUB",21669.9,"RUB",21050.76,"RUB",20741.189999999999,"RUB",20122.05,"RUB",17026.349999999999,"RUB",16716.78,"RUB"]
["RT-A-75/400/1200-DG-U-BL","Конвектор внутрипольный Royal Thermo ATRIUM-75/400/1200-DG-U-BL","НС-1493517","Royal Thermo","шт",30957,"RUB",19193.34,"RUB",30957,"RUB",21669.9,"RUB",21050.76,"RUB",20741.189999999999,"RUB",20122.05,"RUB",17026.349999999999,"RUB",16716.78,"RUB"]
["RT-A-75/400/1200-DG-U-DB","Конвектор внутрипольный Royal Thermo ATRIUM-75/400/1200-DG-U-DB","НС-1477810","Royal Thermo","шт",30957,"RUB",19193.34,"RUB",30957,"RUB",21669.9,"RUB",21050.76,"RUB",20741.189999999999,"RUB",20122.05,"RUB",17026.349999999999,"RUB",16716.78,"RUB"]
["RT-A-75/400/1200-DG-U-LB","Конвектор внутрипольный Royal Thermo ATRIUM-75/400/1200-DG-U-LB","НС-1477811","Royal Thermo","шт",30957,"RUB",19193.34,"RUB",30957,"RUB",21669.9,"RUB",21050.76,"RUB",20741.189999999999,"RUB",20122.05,"RUB",17026.349999999999,"RUB",16716.78,"RUB"]
["RT-A-75/400/1200-DG-U-NA","Конвектор внутрипольный Royal Thermo ATRIUM-75/400/1200-DG-U-NA","НС-1477812","Royal Thermo","шт",30957,"RUB",19193.34,"RUB",30957,"RUB",21669.9,"RUB",21050.76,"RUB",20741.189999999999,"RUB",20122.05,"RUB",17026.349999999999,"RUB",16716.78,"RUB"]
["RT-A-75/400/1400-DG-U-AU","Конвектор внутрипольный Royal Thermo ATRIUM-75/400/1400-DG-U-AU","НС-1493252","Royal Thermo","шт",35385,"RUB",21938.7,"RUB",35385,"RUB",24769.5,"RUB",24061.8,"RUB",23707.95,"RUB",23000.25,"RUB",19461.75,"RUB",19107.900000000001,"RUB"]
["RT-A-75/400/1400-DG-U-BL","Конвектор внутрипольный Royal Thermo ATRIUM-75/400/1400-DG-U-BL","НС-1493518","Royal Thermo","шт",35385,"RUB",21938.7,"RUB",35385,"RUB",24769.5,"RUB",24061.8,"RUB",23707.95,"RUB",23000.25,"RUB",19461.75,"RUB",19107.900000000001,"RUB"]
["RT-A-75/400/1400-DG-U-DB","Конвектор внутрипольный Royal Thermo ATRIUM-75/400/1400-DG-U-DB","НС-1477813","Royal Thermo","шт",35385,"RUB",21938.7,"RUB",35385,"RUB",24769.5,"RUB",24061.8,"RUB",23707.95,"RUB",23000.25,"RUB",19461.75,"RUB",19107.900000000001,"RUB"]
["RT-A-75/400/1400-DG-U-LB","Конвектор внутрипольный Royal Thermo ATRIUM-75/400/1400-DG-U-LB","НС-1477814","Royal Thermo","шт",35385,"RUB",21938.7,"RUB",35385,"RUB",24769.5,"RUB",24061.8,"RUB",23707.95,"RUB",23000.25,"RUB",19461.75,"RUB",19107.900000000001,"RUB"]
["RT-A-75/400/1400-DG-U-NA","Конвектор внутрипольный Royal Thermo ATRIUM-75/400/1400-DG-U-NA","НС-1477815","Royal Thermo","шт",35385,"RUB",21938.7,"RUB",35385,"RUB",24769.5,"RUB",24061.8,"RUB",23707.95,"RUB",23000.25,"RUB",19461.75,"RUB",19107.900000000001,"RUB"]
["RT-A-75/400/1600-DG-U-AU","Конвектор внутрипольный Royal Thermo ATRIUM-75/400/1600-DG-U-AU","НС-1493253","Royal Thermo","шт",39965,"RUB",24778.3,"RUB",39965,"RUB",27975.5,"RUB",27176.2,"RUB",26776.55,"RUB",25977.25,"RUB",21980.75,"RUB",21581.1,"RUB"]
["RT-A-75/400/1600-DG-U-BL","Конвектор внутрипольный Royal Thermo ATRIUM-75/400/1600-DG-U-BL","НС-1493519","Royal Thermo","шт",39965,"RUB",24778.3,"RUB",39965,"RUB",27975.5,"RUB",27176.2,"RUB",26776.55,"RUB",25977.25,"RUB",21980.75,"RUB",21581.1,"RUB"]
["RT-A-75/400/1600-DG-U-DB","Конвектор внутрипольный Royal Thermo ATRIUM-75/400/1600-DG-U-DB","НС-1477816","Royal Thermo","шт",39965,"RUB",24778.3,"RUB",39965,"RUB",27975.5,"RUB",27176.2,"RUB",26776.55,"RUB",25977.25,"RUB",21980.75,"RUB",21581.1,"RUB"]
["RT-A-75/400/1600-DG-U-LB","Конвектор внутрипольный Royal Thermo ATRIUM-75/400/1600-DG-U-LB","НС-1477817","Royal Thermo","шт",39965,"RUB",24778.3,"RUB",39965,"RUB",27975.5,"RUB",27176.2,"RUB",26776.55,"RUB",25977.25,"RUB",21980.75,"RUB",21581.1,"RUB"]
["RT-A-75/400/1600-DG-U-NA","Конвектор внутрипольный Royal Thermo ATRIUM-75/400/1600-DG-U-NA","НС-1477818","Royal Thermo","шт",39965,"RUB",24778.3,"RUB",39965,"RUB",27975.5,"RUB",27176.2,"RUB",26776.55,"RUB",25977.25,"RUB",21980.75,"RUB",21581.1,"RUB"]
["RT-A-75/400/1800-DG-U-AU","Конвектор внутрипольный Royal Thermo ATRIUM-75/400/1800-DG-U-AU","НС-1493254","Royal Thermo","шт",44364,"RUB",27505.68,"RUB",44364,"RUB",31054.799999999999,"RUB",30167.52,"RUB",29723.88,"RUB",28836.6,"RUB",24400.2,"RUB",23956.560000000001,"RUB"]
["RT-A-75/400/1800-DG-U-BL","Конвектор внутрипольный Royal Thermo ATRIUM-75/400/1800-DG-U-BL","НС-1493520","Royal Thermo","шт",44364,"RUB",27505.68,"RUB",44364,"RUB",31054.799999999999,"RUB",30167.52,"RUB",29723.88,"RUB",28836.6,"RUB",24400.2,"RUB",23956.560000000001,"RUB"]
["RT-A-75/400/1800-DG-U-DB","Конвектор внутрипольный Royal Thermo ATRIUM-75/400/1800-DG-U-DB","НС-1477819","Royal Thermo","шт",44364,"RUB",27505.68,"RUB",44364,"RUB",31054.799999999999,"RUB",30167.52,"RUB",29723.88,"RUB",28836.6,"RUB",24400.2,"RUB",23956.560000000001,"RUB"]
["RT-A-75/400/1800-DG-U-LB","Конвектор внутрипольный Royal Thermo ATRIUM-75/400/1800-DG-U-LB","НС-1477820","Royal Thermo","шт",44364,"RUB",27505.68,"RUB",44364,"RUB",31054.799999999999,"RUB",30167.52,"RUB",29723.88,"RUB",28836.6,"RUB",24400.2,"RUB",23956.560000000001,"RUB"]
["RT-A-75/400/1800-DG-U-NA","Конвектор внутрипольный Royal Thermo ATRIUM-75/400/1800-DG-U-NA","НС-1477821","Royal Thermo","шт",44364,"RUB",27505.68,"RUB",44364,"RUB",31054.799999999999,"RUB",30167.52,"RUB",29723.88,"RUB",28836.6,"RUB",24400.2,"RUB",23956.560000000001,"RUB"]
["RT-A-75/400/2000-DG-U-AU","Конвектор внутрипольный Royal Thermo ATRIUM-75/400/2000-DG-U-AU","НС-1493255","Royal Thermo","шт",48823,"RUB",30270.26,"RUB",48823,"RUB",34176.1,"RUB",33199.64,"RUB",32711.41,"RUB",31734.95,"RUB",26852.65,"RUB",26364.42,"RUB"]
["RT-A-75/400/2000-DG-U-BL","Конвектор внутрипольный Royal Thermo ATRIUM-75/400/2000-DG-U-BL","НС-1493521","Royal Thermo","шт",48823,"RUB",30270.26,"RUB",48823,"RUB",34176.1,"RUB",33199.64,"RUB",32711.41,"RUB",31734.95,"RUB",26852.65,"RUB",26364.42,"RUB"]
["RT-A-75/400/2000-DG-U-DB","Конвектор внутрипольный Royal Thermo ATRIUM-75/400/2000-DG-U-DB","НС-1477822","Royal Thermo","шт",48823,"RUB",30270.26,"RUB",48823,"RUB",34176.1,"RUB",33199.64,"RUB",32711.41,"RUB",31734.95,"RUB",26852.65,"RUB",26364.42,"RUB"]
["RT-A-75/400/2000-DG-U-LB","Конвектор внутрипольный Royal Thermo ATRIUM-75/400/2000-DG-U-LB","НС-1477823","Royal Thermo","шт",48823,"RUB",30270.26,"RUB",48823,"RUB",34176.1,"RUB",33199.64,"RUB",32711.41,"RUB",31734.95,"RUB",26852.65,"RUB",26364.42,"RUB"]
["RT-A-75/400/2000-DG-U-NA","Конвектор внутрипольный Royal Thermo ATRIUM-75/400/2000-DG-U-NA","НС-1477824","Royal Thermo","шт",48823,"RUB",30270.26,"RUB",48823,"RUB",34176.1,"RUB",33199.64,"RUB",32711.41,"RUB",31734.95,"RUB",26852.65,"RUB",26364.42,"RUB"]
["RT-A-75/400/2200-DG-U-AU","Конвектор внутрипольный Royal Thermo ATRIUM-75/400/2200-DG-U-AU","НС-1493256","Royal Thermo","шт",53157,"RUB",32957.339999999997,"RUB",53157,"RUB",37209.9,"RUB",36146.76,"RUB",35615.19,"RUB",34552.050000000003,"RUB",29236.35,"RUB",28704.78,"RUB"]
["RT-A-75/400/2200-DG-U-BL","Конвектор внутрипольный Royal Thermo ATRIUM-75/400/2200-DG-U-BL","НС-1493522","Royal Thermo","шт",53157,"RUB",32957.339999999997,"RUB",53157,"RUB",37209.9,"RUB",36146.76,"RUB",35615.19,"RUB",34552.050000000003,"RUB",29236.35,"RUB",28704.78,"RUB"]
["RT-A-75/400/2200-DG-U-DB","Конвектор внутрипольный Royal Thermo ATRIUM-75/400/2200-DG-U-DB","НС-1477825","Royal Thermo","шт",53157,"RUB",32957.339999999997,"RUB",53157,"RUB",37209.9,"RUB",36146.76,"RUB",35615.19,"RUB",34552.050000000003,"RUB",29236.35,"RUB",28704.78,"RUB"]
["RT-A-75/400/2200-DG-U-LB","Конвектор внутрипольный Royal Thermo ATRIUM-75/400/2200-DG-U-LB","НС-1477826","Royal Thermo","шт",53157,"RUB",32957.339999999997,"RUB",53157,"RUB",37209.9,"RUB",36146.76,"RUB",35615.19,"RUB",34552.050000000003,"RUB",29236.35,"RUB",28704.78,"RUB"]
["RT-A-75/400/2200-DG-U-NA","Конвектор внутрипольный Royal Thermo ATRIUM-75/400/2200-DG-U-NA","НС-1477827","Royal Thermo","шт",53157,"RUB",32957.339999999997,"RUB",53157,"RUB",37209.9,"RUB",36146.76,"RUB",35615.19,"RUB",34552.050000000003,"RUB",29236.35,"RUB",28704.78,"RUB"]
["RT-A-75/400/2400-DG-U-AU","Конвектор внутрипольный Royal Thermo ATRIUM-75/400/2400-DG-U-AU","НС-1493257","Royal Thermo","шт",57599,"RUB",35711.379999999997,"RUB",57599,"RUB",40319.300000000003,"RUB",39167.32,"RUB",38591.33,"RUB",37439.35,"RUB",31679.45,"RUB",31103.46,"RUB"]
["RT-A-75/400/2400-DG-U-BL","Конвектор внутрипольный Royal Thermo ATRIUM-75/400/2400-DG-U-BL","НС-1493523","Royal Thermo","шт",57599,"RUB",35711.379999999997,"RUB",57599,"RUB",40319.300000000003,"RUB",39167.32,"RUB",38591.33,"RUB",37439.35,"RUB",31679.45,"RUB",31103.46,"RUB"]
["RT-A-75/400/2400-DG-U-DB","Конвектор внутрипольный Royal Thermo ATRIUM-75/400/2400-DG-U-DB","НС-1477828","Royal Thermo","шт",57599,"RUB",35711.379999999997,"RUB",57599,"RUB",40319.300000000003,"RUB",39167.32,"RUB",38591.33,"RUB",37439.35,"RUB",31679.45,"RUB",31103.46,"RUB"]
["RT-A-75/400/2400-DG-U-LB","Конвектор внутрипольный Royal Thermo ATRIUM-75/400/2400-DG-U-LB","НС-1477829","Royal Thermo","шт",57599,"RUB",35711.379999999997,"RUB",57599,"RUB",40319.300000000003,"RUB",39167.32,"RUB",38591.33,"RUB",37439.35,"RUB",31679.45,"RUB",31103.46,"RUB"]
["RT-A-75/400/2400-DG-U-NA","Конвектор внутрипольный Royal Thermo ATRIUM-75/400/2400-DG-U-NA","НС-1477830","Royal Thermo","шт",57599,"RUB",35711.379999999997,"RUB",57599,"RUB",40319.300000000003,"RUB",39167.32,"RUB",38591.33,"RUB",37439.35,"RUB",31679.45,"RUB",31103.46,"RUB"]
["RT-A-75/400/2600-DG-U-AU","Конвектор внутрипольный Royal Thermo ATRIUM-75/400/2600-DG-U-AU","НС-1493258","Royal Thermo","шт",61914,"RUB",38386.68,"RUB",61914,"RUB",43339.8,"RUB",42101.52,"RUB",41482.379999999997,"RUB",40244.1,"RUB",34052.699999999997,"RUB",33433.56,"RUB"]
["RT-A-75/400/2600-DG-U-BL","Конвектор внутрипольный Royal Thermo ATRIUM-75/400/2600-DG-U-BL","НС-1493524","Royal Thermo","шт",61914,"RUB",38386.68,"RUB",61914,"RUB",43339.8,"RUB",42101.52,"RUB",41482.379999999997,"RUB",40244.1,"RUB",34052.699999999997,"RUB",33433.56,"RUB"]
["RT-A-75/400/2600-DG-U-DB","Конвектор внутрипольный Royal Thermo ATRIUM-75/400/2600-DG-U-DB","НС-1477831","Royal Thermo","шт",61914,"RUB",38386.68,"RUB",61914,"RUB",43339.8,"RUB",42101.52,"RUB",41482.379999999997,"RUB",40244.1,"RUB",34052.699999999997,"RUB",33433.56,"RUB"]
["RT-A-75/400/2600-DG-U-LB","Конвектор внутрипольный Royal Thermo ATRIUM-75/400/2600-DG-U-LB","НС-1477832","Royal Thermo","шт",61914,"RUB",38386.68,"RUB",61914,"RUB",43339.8,"RUB",42101.52,"RUB",41482.379999999997,"RUB",40244.1,"RUB",34052.699999999997,"RUB",33433.56,"RUB"]
["RT-A-75/400/2600-DG-U-NA","Конвектор внутрипольный Royal Thermo ATRIUM-75/400/2600-DG-U-NA","НС-1477833","Royal Thermo","шт",61914,"RUB",38386.68,"RUB",61914,"RUB",43339.8,"RUB",42101.52,"RUB",41482.379999999997,"RUB",40244.1,"RUB",34052.699999999997,"RUB",33433.56,"RUB"]
["RT-A-75/400/2800-DG-U-AU","Конвектор внутрипольный Royal Thermo ATRIUM-75/400/2800-DG-U-AU","НС-1493259","Royal Thermo","шт",68774,"RUB",42639.88,"RUB",68774,"RUB",48141.8,"RUB",46766.32,"RUB",46078.58,"RUB",44703.1,"RUB",37825.699999999997,"RUB",37137.96,"RUB"]
["RT-A-75/400/2800-DG-U-BL","Конвектор внутрипольный Royal Thermo ATRIUM-75/400/2800-DG-U-BL","НС-1493525","Royal Thermo","шт",68774,"RUB",42639.88,"RUB",68774,"RUB",48141.8,"RUB",46766.32,"RUB",46078.58,"RUB",44703.1,"RUB",37825.699999999997,"RUB",37137.96,"RUB"]
["RT-A-75/400/2800-DG-U-DB","Конвектор внутрипольный Royal Thermo ATRIUM-75/400/2800-DG-U-DB","НС-1477834","Royal Thermo","шт",68774,"RUB",42639.88,"RUB",68774,"RUB",48141.8,"RUB",46766.32,"RUB",46078.58,"RUB",44703.1,"RUB",37825.699999999997,"RUB",37137.96,"RUB"]
["RT-A-75/400/2800-DG-U-LB","Конвектор внутрипольный Royal Thermo ATRIUM-75/400/2800-DG-U-LB","НС-1477835","Royal Thermo","шт",68774,"RUB",42639.88,"RUB",68774,"RUB",48141.8,"RUB",46766.32,"RUB",46078.58,"RUB",44703.1,"RUB",37825.699999999997,"RUB",37137.96,"RUB"]
["RT-A-75/400/2800-DG-U-NA","Конвектор внутрипольный Royal Thermo ATRIUM-75/400/2800-DG-U-NA","НС-1477836","Royal Thermo","шт",68774,"RUB",42639.88,"RUB",68774,"RUB",48141.8,"RUB",46766.32,"RUB",46078.58,"RUB",44703.1,"RUB",37825.699999999997,"RUB",37137.96,"RUB"]
["RT-A-75/400/3000-DG-U-AU","Конвектор внутрипольный Royal Thermo ATRIUM-75/400/3000-DG-U-AU","НС-1493260","Royal Thermo","шт",73328,"RUB",45463.360000000001,"RUB",73328,"RUB",51329.599999999999,"RUB",49863.040000000001,"RUB",49129.760000000002,"RUB",47663.199999999997,"RUB",40330.400000000001,"RUB",39597.120000000003,"RUB"]
["RT-A-75/400/3000-DG-U-BL","Конвектор внутрипольный Royal Thermo ATRIUM-75/400/3000-DG-U-BL","НС-1493526","Royal Thermo","шт",73328,"RUB",45463.360000000001,"RUB",73328,"RUB",51329.599999999999,"RUB",49863.040000000001,"RUB",49129.760000000002,"RUB",47663.199999999997,"RUB",40330.400000000001,"RUB",39597.120000000003,"RUB"]
["RT-A-75/400/3000-DG-U-DB","Конвектор внутрипольный Royal Thermo ATRIUM-75/400/3000-DG-U-DB","НС-1477837","Royal Thermo","шт",73328,"RUB",45463.360000000001,"RUB",73328,"RUB",51329.599999999999,"RUB",49863.040000000001,"RUB",49129.760000000002,"RUB",47663.199999999997,"RUB",40330.400000000001,"RUB",39597.120000000003,"RUB"]
["RT-A-75/400/3000-DG-U-LB","Конвектор внутрипольный Royal Thermo ATRIUM-75/400/3000-DG-U-LB","НС-1477838","Royal Thermo","шт",73328,"RUB",45463.360000000001,"RUB",73328,"RUB",51329.599999999999,"RUB",49863.040000000001,"RUB",49129.760000000002,"RUB",47663.199999999997,"RUB",40330.400000000001,"RUB",39597.120000000003,"RUB"]
["RT-A-75/400/3000-DG-U-NA","Конвектор внутрипольный Royal Thermo ATRIUM-75/400/3000-DG-U-NA","НС-1477839","Royal Thermo","шт",73328,"RUB",45463.360000000001,"RUB",73328,"RUB",51329.599999999999,"RUB",49863.040000000001,"RUB",49129.760000000002,"RUB",47663.199999999997,"RUB",40330.400000000001,"RUB",39597.120000000003,"RUB"]
["RT-A-75/400/800-DG-U-AU","Конвектор внутрипольный Royal Thermo ATRIUM-75/400/800-DG-U-AU","НС-1493261","Royal Thermo","шт",22310,"RUB",13832.2,"RUB",22310,"RUB",15617,"RUB",15170.8,"RUB",14947.7,"RUB",14501.5,"RUB",12270.5,"RUB",12047.4,"RUB"]
["RT-A-75/400/800-DG-U-BL","Конвектор внутрипольный Royal Thermo ATRIUM-75/400/800-DG-U-BL","НС-1493527","Royal Thermo","шт",22310,"RUB",13832.2,"RUB",22310,"RUB",15617,"RUB",15170.8,"RUB",14947.7,"RUB",14501.5,"RUB",12270.5,"RUB",12047.4,"RUB"]
["RT-A-75/400/800-DG-U-DB","Конвектор внутрипольный Royal Thermo ATRIUM-75/400/800-DG-U-DB","НС-1477840","Royal Thermo","шт",22310,"RUB",13832.2,"RUB",22310,"RUB",15617,"RUB",15170.8,"RUB",14947.7,"RUB",14501.5,"RUB",12270.5,"RUB",12047.4,"RUB"]
["RT-A-75/400/800-DG-U-LB","Конвектор внутрипольный Royal Thermo ATRIUM-75/400/800-DG-U-LB","НС-1477841","Royal Thermo","шт",22310,"RUB",13832.2,"RUB",22310,"RUB",15617,"RUB",15170.8,"RUB",14947.7,"RUB",14501.5,"RUB",12270.5,"RUB",12047.4,"RUB"]
["RT-A-75/400/800-DG-U-NA","Конвектор внутрипольный Royal Thermo ATRIUM-75/400/800-DG-U-NA","НС-1477842","Royal Thermo","шт",22310,"RUB",13832.2,"RUB",22310,"RUB",15617,"RUB",15170.8,"RUB",14947.7,"RUB",14501.5,"RUB",12270.5,"RUB",12047.4,"RUB"]
["RT-A-90/200/1000-DG-U-AU","Конвектор внутрипольный Royal Thermo ATRIUM-90/200/1000-DG-U-AU","НС-1493263","Royal Thermo","шт",18040,"RUB",11184.8,"RUB",18040,"RUB",12628,"RUB",12267.2,"RUB",12086.8,"RUB",11726,"RUB",9922,"RUB",9741.6,"RUB"]
["RT-A-90/200/1000-DG-U-BL","Конвектор внутрипольный Royal Thermo ATRIUM-90/200/1000-DG-U-BL","НС-1493529","Royal Thermo","шт",18040,"RUB",11184.8,"RUB",18040,"RUB",12628,"RUB",12267.2,"RUB",12086.8,"RUB",11726,"RUB",9922,"RUB",9741.6,"RUB"]
["RT-A-90/200/1000-DG-U-DB","Конвектор внутрипольный Royal Thermo ATRIUM-90/200/1000-DG-U-DB","НС-1477846","Royal Thermo","шт",18040,"RUB",11184.8,"RUB",18040,"RUB",12628,"RUB",12267.2,"RUB",12086.8,"RUB",11726,"RUB",9922,"RUB",9741.6,"RUB"]
["RT-A-90/200/1000-DG-U-LB","Конвектор внутрипольный Royal Thermo ATRIUM-90/200/1000-DG-U-LB","НС-1477847","Royal Thermo","шт",18040,"RUB",11184.8,"RUB",18040,"RUB",12628,"RUB",12267.2,"RUB",12086.8,"RUB",11726,"RUB",9922,"RUB",9741.6,"RUB"]
["RT-A-90/200/1000-DG-U-NA","Конвектор внутрипольный Royal Thermo ATRIUM-90/200/1000-DG-U-NA","НС-1430109","Royal Thermo","шт",18040,"RUB",11184.8,"RUB",18040,"RUB",12628,"RUB",12267.2,"RUB",12086.8,"RUB",11726,"RUB",9922,"RUB",9741.6,"RUB"]
["RT-A-90/200/1200-DG-U-AU","Конвектор внутрипольный Royal Thermo ATRIUM-90/200/1200-DG-U-AU","НС-1493264","Royal Thermo","шт",20725,"RUB",12849.5,"RUB",20725,"RUB",14507.5,"RUB",14093,"RUB",13885.75,"RUB",13471.25,"RUB",11398.75,"RUB",11191.5,"RUB"]
["RT-A-90/200/1200-DG-U-BL","Конвектор внутрипольный Royal Thermo ATRIUM-90/200/1200-DG-U-BL","НС-1493530","Royal Thermo","шт",20725,"RUB",12849.5,"RUB",20725,"RUB",14507.5,"RUB",14093,"RUB",13885.75,"RUB",13471.25,"RUB",11398.75,"RUB",11191.5,"RUB"]
["RT-A-90/200/1200-DG-U-DB","Конвектор внутрипольный Royal Thermo ATRIUM-90/200/1200-DG-U-DB","НС-1477849","Royal Thermo","шт",20725,"RUB",12849.5,"RUB",20725,"RUB",14507.5,"RUB",14093,"RUB",13885.75,"RUB",13471.25,"RUB",11398.75,"RUB",11191.5,"RUB"]
["RT-A-90/200/1200-DG-U-LB","Конвектор внутрипольный Royal Thermo ATRIUM-90/200/1200-DG-U-LB","НС-1477850","Royal Thermo","шт",20725,"RUB",12849.5,"RUB",20725,"RUB",14507.5,"RUB",14093,"RUB",13885.75,"RUB",13471.25,"RUB",11398.75,"RUB",11191.5,"RUB"]
["RT-A-90/200/1200-DG-U-NA","Конвектор внутрипольный Royal Thermo ATRIUM-90/200/1200-DG-U-NA","НС-1430110","Royal Thermo","шт",20730,"RUB",12849.5,"RUB",20730,"RUB",14507.5,"RUB",14093,"RUB",13885.75,"RUB",13471.25,"RUB",11398.75,"RUB",11191.5,"RUB"]
["RT-A-90/200/1400-DG-U-AU","Конвектор внутрипольный Royal Thermo ATRIUM-90/200/1400-DG-U-AU","НС-1493265","Royal Thermo","шт",23444,"RUB",14535.28,"RUB",23444,"RUB",16410.8,"RUB",15941.92,"RUB",15707.48,"RUB",15238.6,"RUB",12894.2,"RUB",12659.76,"RUB"]
["RT-A-90/200/1400-DG-U-BL","Конвектор внутрипольный Royal Thermo ATRIUM-90/200/1400-DG-U-BL","НС-1493531","Royal Thermo","шт",23444,"RUB",14535.28,"RUB",23444,"RUB",16410.8,"RUB",15941.92,"RUB",15707.48,"RUB",15238.6,"RUB",12894.2,"RUB",12659.76,"RUB"]
["RT-A-90/200/1400-DG-U-DB","Конвектор внутрипольный Royal Thermo ATRIUM-90/200/1400-DG-U-DB","НС-1477852","Royal Thermo","шт",23444,"RUB",14535.28,"RUB",23444,"RUB",16410.8,"RUB",15941.92,"RUB",15707.48,"RUB",15238.6,"RUB",12894.2,"RUB",12659.76,"RUB"]
["RT-A-90/200/1400-DG-U-LB","Конвектор внутрипольный Royal Thermo ATRIUM-90/200/1400-DG-U-LB","НС-1477853","Royal Thermo","шт",23444,"RUB",14535.28,"RUB",23444,"RUB",16410.8,"RUB",15941.92,"RUB",15707.48,"RUB",15238.6,"RUB",12894.2,"RUB",12659.76,"RUB"]
["RT-A-90/200/1400-DG-U-NA","Конвектор внутрипольный Royal Thermo ATRIUM-90/200/1400-DG-U-NA","НС-1430111","Royal Thermo","шт",23450,"RUB",14535.28,"RUB",23450,"RUB",16410.8,"RUB",15941.92,"RUB",15707.48,"RUB",15238.6,"RUB",12894.2,"RUB",12659.76,"RUB"]
["RT-A-90/200/1600-DG-U-AU","Конвектор внутрипольный Royal Thermo ATRIUM-90/200/1600-DG-U-AU","НС-1493266","Royal Thermo","шт",26359,"RUB",16342.58,"RUB",26359,"RUB",18451.3,"RUB",17924.12,"RUB",17660.53,"RUB",17133.349999999999,"RUB",14497.45,"RUB",14233.86,"RUB"]
["RT-A-90/200/1600-DG-U-BL","Конвектор внутрипольный Royal Thermo ATRIUM-90/200/1600-DG-U-BL","НС-1493532","Royal Thermo","шт",26359,"RUB",16342.58,"RUB",26359,"RUB",18451.3,"RUB",17924.12,"RUB",17660.53,"RUB",17133.349999999999,"RUB",14497.45,"RUB",14233.86,"RUB"]
["RT-A-90/200/1600-DG-U-DB","Конвектор внутрипольный Royal Thermo ATRIUM-90/200/1600-DG-U-DB","НС-1477855","Royal Thermo","шт",26359,"RUB",16342.58,"RUB",26359,"RUB",18451.3,"RUB",17924.12,"RUB",17660.53,"RUB",17133.349999999999,"RUB",14497.45,"RUB",14233.86,"RUB"]
["RT-A-90/200/1600-DG-U-LB","Конвектор внутрипольный Royal Thermo ATRIUM-90/200/1600-DG-U-LB","НС-1477856","Royal Thermo","шт",26359,"RUB",16342.58,"RUB",26359,"RUB",18451.3,"RUB",17924.12,"RUB",17660.53,"RUB",17133.349999999999,"RUB",14497.45,"RUB",14233.86,"RUB"]
["RT-A-90/200/1600-DG-U-NA","Конвектор внутрипольный Royal Thermo ATRIUM-90/200/1600-DG-U-NA","НС-1430112","Royal Thermo","шт",26350,"RUB",16342.58,"RUB",26350,"RUB",18451.3,"RUB",17924.12,"RUB",17660.53,"RUB",17133.349999999999,"RUB",14497.45,"RUB",14233.86,"RUB"]
["RT-A-90/200/1800-DG-U-AU","Конвектор внутрипольный Royal Thermo ATRIUM-90/200/1800-DG-U-AU","НС-1493267","Royal Thermo","шт",29092,"RUB",18037.04,"RUB",29092,"RUB",20364.400000000001,"RUB",19782.560000000001,"RUB",19491.64,"RUB",18909.8,"RUB",16000.6,"RUB",15709.68,"RUB"]
["RT-A-90/200/1800-DG-U-BL","Конвектор внутрипольный Royal Thermo ATRIUM-90/200/1800-DG-U-BL","НС-1493533","Royal Thermo","шт",29092,"RUB",18037.04,"RUB",29092,"RUB",20364.400000000001,"RUB",19782.560000000001,"RUB",19491.64,"RUB",18909.8,"RUB",16000.6,"RUB",15709.68,"RUB"]
["RT-A-90/200/1800-DG-U-DB","Конвектор внутрипольный Royal Thermo ATRIUM-90/200/1800-DG-U-DB","НС-1477858","Royal Thermo","шт",29092,"RUB",18037.04,"RUB",29092,"RUB",20364.400000000001,"RUB",19782.560000000001,"RUB",19491.64,"RUB",18909.8,"RUB",16000.6,"RUB",15709.68,"RUB"]
["RT-A-90/200/1800-DG-U-LB","Конвектор внутрипольный Royal Thermo ATRIUM-90/200/1800-DG-U-LB","НС-1477859","Royal Thermo","шт",29092,"RUB",18037.04,"RUB",29092,"RUB",20364.400000000001,"RUB",19782.560000000001,"RUB",19491.64,"RUB",18909.8,"RUB",16000.6,"RUB",15709.68,"RUB"]
["RT-A-90/200/1800-DG-U-NA","Конвектор внутрипольный Royal Thermo ATRIUM-90/200/1800-DG-U-NA","НС-1430113","Royal Thermo","шт",29100,"RUB",18037.04,"RUB",29100,"RUB",20364.400000000001,"RUB",19782.560000000001,"RUB",19491.64,"RUB",18909.8,"RUB",16000.6,"RUB",15709.68,"RUB"]
["RT-A-90/200/2000-DG-U-AU","Конвектор внутрипольный Royal Thermo ATRIUM-90/200/2000-DG-U-AU","НС-1493268","Royal Thermo","шт",31843,"RUB",19742.66,"RUB",31843,"RUB",22290.1,"RUB",21653.24,"RUB",21334.81,"RUB",20697.95,"RUB",17513.650000000001,"RUB",17195.22,"RUB"]
["RT-A-90/200/2000-DG-U-BL","Конвектор внутрипольный Royal Thermo ATRIUM-90/200/2000-DG-U-BL","НС-1493534","Royal Thermo","шт",31843,"RUB",19742.66,"RUB",31843,"RUB",22290.1,"RUB",21653.24,"RUB",21334.81,"RUB",20697.95,"RUB",17513.650000000001,"RUB",17195.22,"RUB"]
["RT-A-90/200/2000-DG-U-DB","Конвектор внутрипольный Royal Thermo ATRIUM-90/200/2000-DG-U-DB","НС-1477861","Royal Thermo","шт",31843,"RUB",19742.66,"RUB",31843,"RUB",22290.1,"RUB",21653.24,"RUB",21334.81,"RUB",20697.95,"RUB",17513.650000000001,"RUB",17195.22,"RUB"]
["RT-A-90/200/2000-DG-U-LB","Конвектор внутрипольный Royal Thermo ATRIUM-90/200/2000-DG-U-LB","НС-1477862","Royal Thermo","шт",31843,"RUB",19742.66,"RUB",31843,"RUB",22290.1,"RUB",21653.24,"RUB",21334.81,"RUB",20697.95,"RUB",17513.650000000001,"RUB",17195.22,"RUB"]
["RT-A-90/200/2000-DG-U-NA","Конвектор внутрипольный Royal Thermo ATRIUM-90/200/2000-DG-U-NA","НС-1430114","Royal Thermo","шт",31850,"RUB",19742.66,"RUB",31850,"RUB",22290.1,"RUB",21653.24,"RUB",21334.81,"RUB",20697.95,"RUB",17513.650000000001,"RUB",17195.22,"RUB"]
["RT-A-90/200/2200-DG-U-AU","Конвектор внутрипольный Royal Thermo ATRIUM-90/200/2200-DG-U-AU","НС-1493269","Royal Thermo","шт",34497,"RUB",21388.14,"RUB",34497,"RUB",24147.9,"RUB",23457.96,"RUB",23112.99,"RUB",22423.05,"RUB",18973.349999999999,"RUB",18628.38,"RUB"]
["RT-A-90/200/2200-DG-U-BL","Конвектор внутрипольный Royal Thermo ATRIUM-90/200/2200-DG-U-BL","НС-1493535","Royal Thermo","шт",34497,"RUB",21388.14,"RUB",34497,"RUB",24147.9,"RUB",23457.96,"RUB",23112.99,"RUB",22423.05,"RUB",18973.349999999999,"RUB",18628.38,"RUB"]
["RT-A-90/200/2200-DG-U-DB","Конвектор внутрипольный Royal Thermo ATRIUM-90/200/2200-DG-U-DB","НС-1477864","Royal Thermo","шт",34497,"RUB",21388.14,"RUB",34497,"RUB",24147.9,"RUB",23457.96,"RUB",23112.99,"RUB",22423.05,"RUB",18973.349999999999,"RUB",18628.38,"RUB"]
["RT-A-90/200/2200-DG-U-LB","Конвектор внутрипольный Royal Thermo ATRIUM-90/200/2200-DG-U-LB","НС-1477865","Royal Thermo","шт",34497,"RUB",21388.14,"RUB",34497,"RUB",24147.9,"RUB",23457.96,"RUB",23112.99,"RUB",22423.05,"RUB",18973.349999999999,"RUB",18628.38,"RUB"]
["RT-A-90/200/2200-DG-U-NA","Конвектор внутрипольный Royal Thermo ATRIUM-90/200/2200-DG-U-NA","НС-1477866","Royal Thermo","шт",34500,"RUB",21388.14,"RUB",34500,"RUB",24147.9,"RUB",23457.96,"RUB",23112.99,"RUB",22423.05,"RUB",18973.349999999999,"RUB",18628.38,"RUB"]
["RT-A-90/200/2400-DG-U-AU","Конвектор внутрипольный Royal Thermo ATRIUM-90/200/2400-DG-U-AU","НС-1493270","Royal Thermo","шт",37279,"RUB",23112.98,"RUB",37279,"RUB",26095.3,"RUB",25349.72,"RUB",24976.93,"RUB",24231.35,"RUB",20503.45,"RUB",20130.66,"RUB"]
["RT-A-90/200/2400-DG-U-BL","Конвектор внутрипольный Royal Thermo ATRIUM-90/200/2400-DG-U-BL","НС-1493536","Royal Thermo","шт",37279,"RUB",23112.98,"RUB",37279,"RUB",26095.3,"RUB",25349.72,"RUB",24976.93,"RUB",24231.35,"RUB",20503.45,"RUB",20130.66,"RUB"]
["RT-A-90/200/2400-DG-U-DB","Конвектор внутрипольный Royal Thermo ATRIUM-90/200/2400-DG-U-DB","НС-1477867","Royal Thermo","шт",37279,"RUB",23112.98,"RUB",37279,"RUB",26095.3,"RUB",25349.72,"RUB",24976.93,"RUB",24231.35,"RUB",20503.45,"RUB",20130.66,"RUB"]
["RT-A-90/200/2400-DG-U-LB","Конвектор внутрипольный Royal Thermo ATRIUM-90/200/2400-DG-U-LB","НС-1477868","Royal Thermo","шт",37279,"RUB",23112.98,"RUB",37279,"RUB",26095.3,"RUB",25349.72,"RUB",24976.93,"RUB",24231.35,"RUB",20503.45,"RUB",20130.66,"RUB"]
["RT-A-90/200/2400-DG-U-NA","Конвектор внутрипольный Royal Thermo ATRIUM-90/200/2400-DG-U-NA","НС-1477869","Royal Thermo","шт",37280,"RUB",23112.98,"RUB",37280,"RUB",26095.3,"RUB",25349.72,"RUB",24976.93,"RUB",24231.35,"RUB",20503.45,"RUB",20130.66,"RUB"]
["RT-A-90/200/2600-DG-U-AU","Конвектор внутрипольный Royal Thermo ATRIUM-90/200/2600-DG-U-AU","НС-1493271","Royal Thermo","шт",39926,"RUB",24754.12,"RUB",39926,"RUB",27948.2,"RUB",27149.68,"RUB",26750.42,"RUB",25951.9,"RUB",21959.3,"RUB",21560.04,"RUB"]
["RT-A-90/200/2600-DG-U-BL","Конвектор внутрипольный Royal Thermo ATRIUM-90/200/2600-DG-U-BL","НС-1493537","Royal Thermo","шт",39926,"RUB",24754.12,"RUB",39926,"RUB",27948.2,"RUB",27149.68,"RUB",26750.42,"RUB",25951.9,"RUB",21959.3,"RUB",21560.04,"RUB"]
["RT-A-90/200/2600-DG-U-DB","Конвектор внутрипольный Royal Thermo ATRIUM-90/200/2600-DG-U-DB","НС-1477870","Royal Thermo","шт",39926,"RUB",24754.12,"RUB",39926,"RUB",27948.2,"RUB",27149.68,"RUB",26750.42,"RUB",25951.9,"RUB",21959.3,"RUB",21560.04,"RUB"]
["RT-A-90/200/2600-DG-U-LB","Конвектор внутрипольный Royal Thermo ATRIUM-90/200/2600-DG-U-LB","НС-1477871","Royal Thermo","шт",39926,"RUB",24754.12,"RUB",39926,"RUB",27948.2,"RUB",27149.68,"RUB",26750.42,"RUB",25951.9,"RUB",21959.3,"RUB",21560.04,"RUB"]
["RT-A-90/200/2600-DG-U-NA","Конвектор внутрипольный Royal Thermo ATRIUM-90/200/2600-DG-U-NA","НС-1477872","Royal Thermo","шт",39926,"RUB",24754.12,"RUB",39926,"RUB",27948.2,"RUB",27149.68,"RUB",26750.42,"RUB",25951.9,"RUB",21959.3,"RUB",21560.04,"RUB"]
["RT-A-90/200/2800-DG-U-AU","Конвектор внутрипольный Royal Thermo ATRIUM-90/200/2800-DG-U-AU","НС-1493272","Royal Thermo","шт",43468,"RUB",26950.16,"RUB",43468,"RUB",30427.599999999999,"RUB",29558.240000000002,"RUB",29123.56,"RUB",28254.2,"RUB",23907.4,"RUB",23472.720000000001,"RUB"]
["RT-A-90/200/2800-DG-U-BL","Конвектор внутрипольный Royal Thermo ATRIUM-90/200/2800-DG-U-BL","НС-1493538","Royal Thermo","шт",43468,"RUB",26950.16,"RUB",43468,"RUB",30427.599999999999,"RUB",29558.240000000002,"RUB",29123.56,"RUB",28254.2,"RUB",23907.4,"RUB",23472.720000000001,"RUB"]
["RT-A-90/200/2800-DG-U-DB","Конвектор внутрипольный Royal Thermo ATRIUM-90/200/2800-DG-U-DB","НС-1477873","Royal Thermo","шт",43468,"RUB",26950.16,"RUB",43468,"RUB",30427.599999999999,"RUB",29558.240000000002,"RUB",29123.56,"RUB",28254.2,"RUB",23907.4,"RUB",23472.720000000001,"RUB"]
["RT-A-90/200/2800-DG-U-LB","Конвектор внутрипольный Royal Thermo ATRIUM-90/200/2800-DG-U-LB","НС-1477874","Royal Thermo","шт",43468,"RUB",26950.16,"RUB",43468,"RUB",30427.599999999999,"RUB",29558.240000000002,"RUB",29123.56,"RUB",28254.2,"RUB",23907.4,"RUB",23472.720000000001,"RUB"]
["RT-A-90/200/2800-DG-U-NA","Конвектор внутрипольный Royal Thermo ATRIUM-90/200/2800-DG-U-NA","НС-1477875","Royal Thermo","шт",43468,"RUB",26950.16,"RUB",43468,"RUB",30427.599999999999,"RUB",29558.240000000002,"RUB",29123.56,"RUB",28254.2,"RUB",23907.4,"RUB",23472.720000000001,"RUB"]
["RT-A-90/200/3000-DG-U-AU","Конвектор внутрипольный Royal Thermo ATRIUM-90/200/3000-DG-U-AU","НС-1493273","Royal Thermo","шт",46301,"RUB",28706.62,"RUB",46301,"RUB",32410.7,"RUB",31484.68,"RUB",31021.67,"RUB",30095.65,"RUB",25465.55,"RUB",25002.54,"RUB"]
["RT-A-90/200/3000-DG-U-BL","Конвектор внутрипольный Royal Thermo ATRIUM-90/200/3000-DG-U-BL","НС-1493539","Royal Thermo","шт",46301,"RUB",28706.62,"RUB",46301,"RUB",32410.7,"RUB",31484.68,"RUB",31021.67,"RUB",30095.65,"RUB",25465.55,"RUB",25002.54,"RUB"]
["RT-A-90/200/3000-DG-U-DB","Конвектор внутрипольный Royal Thermo ATRIUM-90/200/3000-DG-U-DB","НС-1477876","Royal Thermo","шт",46301,"RUB",28706.62,"RUB",46301,"RUB",32410.7,"RUB",31484.68,"RUB",31021.67,"RUB",30095.65,"RUB",25465.55,"RUB",25002.54,"RUB"]
["RT-A-90/200/3000-DG-U-LB","Конвектор внутрипольный Royal Thermo ATRIUM-90/200/3000-DG-U-LB","НС-1477877","Royal Thermo","шт",46301,"RUB",28706.62,"RUB",46301,"RUB",32410.7,"RUB",31484.68,"RUB",31021.67,"RUB",30095.65,"RUB",25465.55,"RUB",25002.54,"RUB"]
["RT-A-90/200/3000-DG-U-NA","Конвектор внутрипольный Royal Thermo ATRIUM-90/200/3000-DG-U-NA","НС-1477878","Royal Thermo","шт",46301,"RUB",28706.62,"RUB",46301,"RUB",32410.7,"RUB",31484.68,"RUB",31021.67,"RUB",30095.65,"RUB",25465.55,"RUB",25002.54,"RUB"]
["RT-A-90/200/800-DG-U-AU","Конвектор внутрипольный Royal Thermo ATRIUM-90/200/800-DG-U-AU","НС-1493274","Royal Thermo","шт",15418,"RUB",9559.16,"RUB",15418,"RUB",10792.6,"RUB",10484.24,"RUB",10330.06,"RUB",10021.700000000001,"RUB",8479.9,"RUB",8325.7199999999993,"RUB"]
["RT-A-90/200/800-DG-U-BL","Конвектор внутрипольный Royal Thermo ATRIUM-90/200/800-DG-U-BL","НС-1493540","Royal Thermo","шт",15418,"RUB",9559.16,"RUB",15418,"RUB",10792.6,"RUB",10484.24,"RUB",10330.06,"RUB",10021.700000000001,"RUB",8479.9,"RUB",8325.7199999999993,"RUB"]
["RT-A-90/200/800-DG-U-DB","Конвектор внутрипольный Royal Thermo ATRIUM-90/200/800-DG-U-DB","НС-1477879","Royal Thermo","шт",15418,"RUB",9559.16,"RUB",15418,"RUB",10792.6,"RUB",10484.24,"RUB",10330.06,"RUB",10021.700000000001,"RUB",8479.9,"RUB",8325.7199999999993,"RUB"]
["RT-A-90/200/800-DG-U-LB","Конвектор внутрипольный Royal Thermo ATRIUM-90/200/800-DG-U-LB","НС-1477880","Royal Thermo","шт",15418,"RUB",9559.16,"RUB",15418,"RUB",10792.6,"RUB",10484.24,"RUB",10330.06,"RUB",10021.700000000001,"RUB",8479.9,"RUB",8325.7199999999993,"RUB"]
["RT-A-90/200/800-DG-U-NA","Конвектор внутрипольный Royal Thermo ATRIUM-90/200/800-DG-U-NA","НС-1477881","Royal Thermo","шт",15418,"RUB",9559.16,"RUB",15418,"RUB",10792.6,"RUB",10484.24,"RUB",10330.06,"RUB",10021.700000000001,"RUB",8479.9,"RUB",8325.7199999999993,"RUB"]
["RT-A-90/250/1000-DG-U-AU","Конвектор внутрипольный Royal Thermo ATRIUM-90/250/1000-DG-U-AU","НС-1493276","Royal Thermo","шт",19254,"RUB",11937.48,"RUB",19254,"RUB",13477.8,"RUB",13092.72,"RUB",12900.18,"RUB",12515.1,"RUB",10589.7,"RUB",10397.16,"RUB"]
["RT-A-90/250/1000-DG-U-BL","Конвектор внутрипольный Royal Thermo ATRIUM-90/250/1000-DG-U-BL","НС-1493542","Royal Thermo","шт",19254,"RUB",11937.48,"RUB",19254,"RUB",13477.8,"RUB",13092.72,"RUB",12900.18,"RUB",12515.1,"RUB",10589.7,"RUB",10397.16,"RUB"]
["RT-A-90/250/1000-DG-U-DB","Конвектор внутрипольный Royal Thermo ATRIUM-90/250/1000-DG-U-DB","НС-1477885","Royal Thermo","шт",19254,"RUB",11937.48,"RUB",19254,"RUB",13477.8,"RUB",13092.72,"RUB",12900.18,"RUB",12515.1,"RUB",10589.7,"RUB",10397.16,"RUB"]
["RT-A-90/250/1000-DG-U-LB","Конвектор внутрипольный Royal Thermo ATRIUM-90/250/1000-DG-U-LB","НС-1477886","Royal Thermo","шт",19254,"RUB",11937.48,"RUB",19254,"RUB",13477.8,"RUB",13092.72,"RUB",12900.18,"RUB",12515.1,"RUB",10589.7,"RUB",10397.16,"RUB"]
["RT-A-90/250/1000-DG-U-NA","Конвектор внутрипольный Royal Thermo ATRIUM-90/250/1000-DG-U-NA","НС-1430121","Royal Thermo","шт",19260,"RUB",11937.48,"RUB",19260,"RUB",13477.8,"RUB",13092.72,"RUB",12900.18,"RUB",12515.1,"RUB",10589.7,"RUB",10397.16,"RUB"]
["RT-A-90/250/1200-DG-U-AU","Конвектор внутрипольный Royal Thermo ATRIUM-90/250/1200-DG-U-AU","НС-1493277","Royal Thermo","шт",22187,"RUB",13755.94,"RUB",22187,"RUB",15530.9,"RUB",15087.16,"RUB",14865.29,"RUB",14421.55,"RUB",12202.85,"RUB",11980.98,"RUB"]
["RT-A-90/250/1200-DG-U-BL","Конвектор внутрипольный Royal Thermo ATRIUM-90/250/1200-DG-U-BL","НС-1493543","Royal Thermo","шт",22187,"RUB",13755.94,"RUB",22187,"RUB",15530.9,"RUB",15087.16,"RUB",14865.29,"RUB",14421.55,"RUB",12202.85,"RUB",11980.98,"RUB"]
["RT-A-90/250/1200-DG-U-DB","Конвектор внутрипольный Royal Thermo ATRIUM-90/250/1200-DG-U-DB","НС-1477888","Royal Thermo","шт",22187,"RUB",13755.94,"RUB",22187,"RUB",15530.9,"RUB",15087.16,"RUB",14865.29,"RUB",14421.55,"RUB",12202.85,"RUB",11980.98,"RUB"]
["RT-A-90/250/1200-DG-U-LB","Конвектор внутрипольный Royal Thermo ATRIUM-90/250/1200-DG-U-LB","НС-1477889","Royal Thermo","шт",22187,"RUB",13755.94,"RUB",22187,"RUB",15530.9,"RUB",15087.16,"RUB",14865.29,"RUB",14421.55,"RUB",12202.85,"RUB",11980.98,"RUB"]
["RT-A-90/250/1200-DG-U-NA","Конвектор внутрипольный Royal Thermo ATRIUM-90/250/1200-DG-U-NA","НС-1430122","Royal Thermo","шт",22190,"RUB",13755.94,"RUB",22190,"RUB",15530.9,"RUB",15087.16,"RUB",14865.29,"RUB",14421.55,"RUB",12202.85,"RUB",11980.98,"RUB"]
["RT-A-90/250/1400-DG-U-AU","Конвектор внутрипольный Royal Thermo ATRIUM-90/250/1400-DG-U-AU","НС-1493278","Royal Thermo","шт",25166,"RUB",15602.92,"RUB",25166,"RUB",17616.2,"RUB",17112.88,"RUB",16861.22,"RUB",16357.9,"RUB",13841.3,"RUB",13589.64,"RUB"]
["RT-A-90/250/1400-DG-U-BL","Конвектор внутрипольный Royal Thermo ATRIUM-90/250/1400-DG-U-BL","НС-1493544","Royal Thermo","шт",25166,"RUB",15602.92,"RUB",25166,"RUB",17616.2,"RUB",17112.88,"RUB",16861.22,"RUB",16357.9,"RUB",13841.3,"RUB",13589.64,"RUB"]
["RT-A-90/250/1400-DG-U-DB","Конвектор внутрипольный Royal Thermo ATRIUM-90/250/1400-DG-U-DB","НС-1477891","Royal Thermo","шт",25166,"RUB",15602.92,"RUB",25166,"RUB",17616.2,"RUB",17112.88,"RUB",16861.22,"RUB",16357.9,"RUB",13841.3,"RUB",13589.64,"RUB"]
["RT-A-90/250/1400-DG-U-LB","Конвектор внутрипольный Royal Thermo ATRIUM-90/250/1400-DG-U-LB","НС-1477892","Royal Thermo","шт",25166,"RUB",15602.92,"RUB",25166,"RUB",17616.2,"RUB",17112.88,"RUB",16861.22,"RUB",16357.9,"RUB",13841.3,"RUB",13589.64,"RUB"]
["RT-A-90/250/1400-DG-U-NA","Конвектор внутрипольный Royal Thermo ATRIUM-90/250/1400-DG-U-NA","НС-1430123","Royal Thermo","шт",25170,"RUB",15602.92,"RUB",25170,"RUB",17616.2,"RUB",17112.88,"RUB",16861.22,"RUB",16357.9,"RUB",13841.3,"RUB",13589.64,"RUB"]
["RT-A-90/250/1600-DG-U-AU","Конвектор внутрипольный Royal Thermo ATRIUM-90/250/1600-DG-U-AU","НС-1493279","Royal Thermo","шт",28327,"RUB",17562.740000000002,"RUB",28327,"RUB",19828.900000000001,"RUB",19262.36,"RUB",18979.09,"RUB",18412.55,"RUB",15579.85,"RUB",15296.58,"RUB"]
["RT-A-90/250/1600-DG-U-BL","Конвектор внутрипольный Royal Thermo ATRIUM-90/250/1600-DG-U-BL","НС-1493545","Royal Thermo","шт",28327,"RUB",17562.740000000002,"RUB",28327,"RUB",19828.900000000001,"RUB",19262.36,"RUB",18979.09,"RUB",18412.55,"RUB",15579.85,"RUB",15296.58,"RUB"]
["RT-A-90/250/1600-DG-U-DB","Конвектор внутрипольный Royal Thermo ATRIUM-90/250/1600-DG-U-DB","НС-1477894","Royal Thermo","шт",28327,"RUB",17562.740000000002,"RUB",28327,"RUB",19828.900000000001,"RUB",19262.36,"RUB",18979.09,"RUB",18412.55,"RUB",15579.85,"RUB",15296.58,"RUB"]
["RT-A-90/250/1600-DG-U-LB","Конвектор внутрипольный Royal Thermo ATRIUM-90/250/1600-DG-U-LB","НС-1477895","Royal Thermo","шт",28327,"RUB",17562.740000000002,"RUB",28327,"RUB",19828.900000000001,"RUB",19262.36,"RUB",18979.09,"RUB",18412.55,"RUB",15579.85,"RUB",15296.58,"RUB"]
["RT-A-90/250/1600-DG-U-NA","Конвектор внутрипольный Royal Thermo ATRIUM-90/250/1600-DG-U-NA","НС-1430124","Royal Thermo","шт",28330,"RUB",17562.740000000002,"RUB",28330,"RUB",19828.900000000001,"RUB",19262.36,"RUB",18979.09,"RUB",18412.55,"RUB",15579.85,"RUB",15296.58,"RUB"]
["RT-A-90/250/1800-DG-U-AU","Конвектор внутрипольный Royal Thermo ATRIUM-90/250/1800-DG-U-AU","НС-1493280","Royal Thermo","шт",31310,"RUB",19412.2,"RUB",31310,"RUB",21917,"RUB",21290.799999999999,"RUB",20977.7,"RUB",20351.5,"RUB",17220.5,"RUB",16907.400000000001,"RUB"]
["RT-A-90/250/1800-DG-U-BL","Конвектор внутрипольный Royal Thermo ATRIUM-90/250/1800-DG-U-BL","НС-1493546","Royal Thermo","шт",31310,"RUB",19412.2,"RUB",31310,"RUB",21917,"RUB",21290.799999999999,"RUB",20977.7,"RUB",20351.5,"RUB",17220.5,"RUB",16907.400000000001,"RUB"]
["RT-A-90/250/1800-DG-U-DB","Конвектор внутрипольный Royal Thermo ATRIUM-90/250/1800-DG-U-DB","НС-1477897","Royal Thermo","шт",31310,"RUB",19412.2,"RUB",31310,"RUB",21917,"RUB",21290.799999999999,"RUB",20977.7,"RUB",20351.5,"RUB",17220.5,"RUB",16907.400000000001,"RUB"]
["RT-A-90/250/1800-DG-U-LB","Конвектор внутрипольный Royal Thermo ATRIUM-90/250/1800-DG-U-LB","НС-1477898","Royal Thermo","шт",31310,"RUB",19412.2,"RUB",31310,"RUB",21917,"RUB",21290.799999999999,"RUB",20977.7,"RUB",20351.5,"RUB",17220.5,"RUB",16907.400000000001,"RUB"]
["RT-A-90/250/1800-DG-U-NA","Конвектор внутрипольный Royal Thermo ATRIUM-90/250/1800-DG-U-NA","НС-1430125","Royal Thermo","шт",31310,"RUB",19412.2,"RUB",31310,"RUB",21917,"RUB",21290.799999999999,"RUB",20977.7,"RUB",20351.5,"RUB",17220.5,"RUB",16907.400000000001,"RUB"]
["RT-A-90/250/2000-DG-U-AU","Конвектор внутрипольный Royal Thermo ATRIUM-90/250/2000-DG-U-AU","НС-1493281","Royal Thermo","шт",34323,"RUB",21280.26,"RUB",34323,"RUB",24026.1,"RUB",23339.64,"RUB",22996.41,"RUB",22309.95,"RUB",18877.650000000001,"RUB",18534.419999999998,"RUB"]
["RT-A-90/250/2000-DG-U-BL","Конвектор внутрипольный Royal Thermo ATRIUM-90/250/2000-DG-U-BL","НС-1493547","Royal Thermo","шт",34323,"RUB",21280.26,"RUB",34323,"RUB",24026.1,"RUB",23339.64,"RUB",22996.41,"RUB",22309.95,"RUB",18877.650000000001,"RUB",18534.419999999998,"RUB"]
["RT-A-90/250/2000-DG-U-DB","Конвектор внутрипольный Royal Thermo ATRIUM-90/250/2000-DG-U-DB","НС-1477900","Royal Thermo","шт",34323,"RUB",21280.26,"RUB",34323,"RUB",24026.1,"RUB",23339.64,"RUB",22996.41,"RUB",22309.95,"RUB",18877.650000000001,"RUB",18534.419999999998,"RUB"]
["RT-A-90/250/2000-DG-U-LB","Конвектор внутрипольный Royal Thermo ATRIUM-90/250/2000-DG-U-LB","НС-1477901","Royal Thermo","шт",34323,"RUB",21280.26,"RUB",34323,"RUB",24026.1,"RUB",23339.64,"RUB",22996.41,"RUB",22309.95,"RUB",18877.650000000001,"RUB",18534.419999999998,"RUB"]
["RT-A-90/250/2000-DG-U-NA","Конвектор внутрипольный Royal Thermo ATRIUM-90/250/2000-DG-U-NA","НС-1430126","Royal Thermo","шт",34330,"RUB",21280.26,"RUB",34330,"RUB",24026.1,"RUB",23339.64,"RUB",22996.41,"RUB",22309.95,"RUB",18877.650000000001,"RUB",18534.419999999998,"RUB"]
["RT-A-90/250/2200-DG-U-AU","Конвектор внутрипольный Royal Thermo ATRIUM-90/250/2200-DG-U-AU","НС-1493282","Royal Thermo","шт",37228,"RUB",23081.360000000001,"RUB",37228,"RUB",26059.599999999999,"RUB",25315.040000000001,"RUB",24942.76,"RUB",24198.2,"RUB",20475.400000000001,"RUB",20103.12,"RUB"]
["RT-A-90/250/2200-DG-U-BL","Конвектор внутрипольный Royal Thermo ATRIUM-90/250/2200-DG-U-BL","НС-1493548","Royal Thermo","шт",37228,"RUB",23081.360000000001,"RUB",37228,"RUB",26059.599999999999,"RUB",25315.040000000001,"RUB",24942.76,"RUB",24198.2,"RUB",20475.400000000001,"RUB",20103.12,"RUB"]
["RT-A-90/250/2200-DG-U-DB","Конвектор внутрипольный Royal Thermo ATRIUM-90/250/2200-DG-U-DB","НС-1477903","Royal Thermo","шт",37228,"RUB",23081.360000000001,"RUB",37228,"RUB",26059.599999999999,"RUB",25315.040000000001,"RUB",24942.76,"RUB",24198.2,"RUB",20475.400000000001,"RUB",20103.12,"RUB"]
["RT-A-90/250/2200-DG-U-LB","Конвектор внутрипольный Royal Thermo ATRIUM-90/250/2200-DG-U-LB","НС-1477904","Royal Thermo","шт",37228,"RUB",23081.360000000001,"RUB",37228,"RUB",26059.599999999999,"RUB",25315.040000000001,"RUB",24942.76,"RUB",24198.2,"RUB",20475.400000000001,"RUB",20103.12,"RUB"]
["RT-A-90/250/2200-DG-U-NA","Конвектор внутрипольный Royal Thermo ATRIUM-90/250/2200-DG-U-NA","НС-1477905","Royal Thermo","шт",37230,"RUB",23081.360000000001,"RUB",37230,"RUB",26059.599999999999,"RUB",25315.040000000001,"RUB",24942.76,"RUB",24198.2,"RUB",20475.400000000001,"RUB",20103.12,"RUB"]
["RT-A-90/250/2400-DG-U-AU","Конвектор внутрипольный Royal Thermo ATRIUM-90/250/2400-DG-U-AU","НС-1493283","Royal Thermo","шт",40258,"RUB",24959.96,"RUB",40258,"RUB",28180.6,"RUB",27375.439999999999,"RUB",26972.86,"RUB",26167.7,"RUB",22141.9,"RUB",21739.32,"RUB"]
["RT-A-90/250/2400-DG-U-BL","Конвектор внутрипольный Royal Thermo ATRIUM-90/250/2400-DG-U-BL","НС-1493549","Royal Thermo","шт",40258,"RUB",24959.96,"RUB",40258,"RUB",28180.6,"RUB",27375.439999999999,"RUB",26972.86,"RUB",26167.7,"RUB",22141.9,"RUB",21739.32,"RUB"]
["RT-A-90/250/2400-DG-U-DB","Конвектор внутрипольный Royal Thermo ATRIUM-90/250/2400-DG-U-DB","НС-1477906","Royal Thermo","шт",40258,"RUB",24959.96,"RUB",40258,"RUB",28180.6,"RUB",27375.439999999999,"RUB",26972.86,"RUB",26167.7,"RUB",22141.9,"RUB",21739.32,"RUB"]
["RT-A-90/250/2400-DG-U-LB","Конвектор внутрипольный Royal Thermo ATRIUM-90/250/2400-DG-U-LB","НС-1477907","Royal Thermo","шт",40258,"RUB",24959.96,"RUB",40258,"RUB",28180.6,"RUB",27375.439999999999,"RUB",26972.86,"RUB",26167.7,"RUB",22141.9,"RUB",21739.32,"RUB"]
["RT-A-90/250/2400-DG-U-NA","Конвектор внутрипольный Royal Thermo ATRIUM-90/250/2400-DG-U-NA","НС-1477908","Royal Thermo","шт",40260,"RUB",24959.96,"RUB",40260,"RUB",28180.6,"RUB",27375.439999999999,"RUB",26972.86,"RUB",26167.7,"RUB",22141.9,"RUB",21739.32,"RUB"]
["RT-A-90/250/2600-DG-U-AU","Конвектор внутрипольный Royal Thermo ATRIUM-90/250/2600-DG-U-AU","НС-1493284","Royal Thermo","шт",43159,"RUB",26758.58,"RUB",43159,"RUB",30211.3,"RUB",29348.12,"RUB",28916.53,"RUB",28053.35,"RUB",23737.45,"RUB",23305.86,"RUB"]
["RT-A-90/250/2600-DG-U-BL","Конвектор внутрипольный Royal Thermo ATRIUM-90/250/2600-DG-U-BL","НС-1493550","Royal Thermo","шт",43159,"RUB",26758.58,"RUB",43159,"RUB",30211.3,"RUB",29348.12,"RUB",28916.53,"RUB",28053.35,"RUB",23737.45,"RUB",23305.86,"RUB"]
["RT-A-90/250/2600-DG-U-DB","Конвектор внутрипольный Royal Thermo ATRIUM-90/250/2600-DG-U-DB","НС-1477909","Royal Thermo","шт",43159,"RUB",26758.58,"RUB",43159,"RUB",30211.3,"RUB",29348.12,"RUB",28916.53,"RUB",28053.35,"RUB",23737.45,"RUB",23305.86,"RUB"]
["RT-A-90/250/2600-DG-U-LB","Конвектор внутрипольный Royal Thermo ATRIUM-90/250/2600-DG-U-LB","НС-1477910","Royal Thermo","шт",43159,"RUB",26758.58,"RUB",43159,"RUB",30211.3,"RUB",29348.12,"RUB",28916.53,"RUB",28053.35,"RUB",23737.45,"RUB",23305.86,"RUB"]
["RT-A-90/250/2600-DG-U-NA","Конвектор внутрипольный Royal Thermo ATRIUM-90/250/2600-DG-U-NA","НС-1477911","Royal Thermo","шт",43159,"RUB",26758.58,"RUB",43159,"RUB",30211.3,"RUB",29348.12,"RUB",28916.53,"RUB",28053.35,"RUB",23737.45,"RUB",23305.86,"RUB"]
["RT-A-90/250/2800-DG-U-AU","Конвектор внутрипольный Royal Thermo ATRIUM-90/250/2800-DG-U-AU","НС-1493285","Royal Thermo","шт",46931,"RUB",29097.22,"RUB",46931,"RUB",32851.699999999997,"RUB",31913.08,"RUB",31443.77,"RUB",30505.15,"RUB",25812.05,"RUB",25342.74,"RUB"]
["RT-A-90/250/2800-DG-U-BL","Конвектор внутрипольный Royal Thermo ATRIUM-90/250/2800-DG-U-BL","НС-1493551","Royal Thermo","шт",46931,"RUB",29097.22,"RUB",46931,"RUB",32851.699999999997,"RUB",31913.08,"RUB",31443.77,"RUB",30505.15,"RUB",25812.05,"RUB",25342.74,"RUB"]
["RT-A-90/250/2800-DG-U-DB","Конвектор внутрипольный Royal Thermo ATRIUM-90/250/2800-DG-U-DB","НС-1477912","Royal Thermo","шт",46931,"RUB",29097.22,"RUB",46931,"RUB",32851.699999999997,"RUB",31913.08,"RUB",31443.77,"RUB",30505.15,"RUB",25812.05,"RUB",25342.74,"RUB"]
["RT-A-90/250/2800-DG-U-LB","Конвектор внутрипольный Royal Thermo ATRIUM-90/250/2800-DG-U-LB","НС-1477913","Royal Thermo","шт",46931,"RUB",29097.22,"RUB",46931,"RUB",32851.699999999997,"RUB",31913.08,"RUB",31443.77,"RUB",30505.15,"RUB",25812.05,"RUB",25342.74,"RUB"]
["RT-A-90/250/2800-DG-U-NA","Конвектор внутрипольный Royal Thermo ATRIUM-90/250/2800-DG-U-NA","НС-1477914","Royal Thermo","шт",46931,"RUB",29097.22,"RUB",46931,"RUB",32851.699999999997,"RUB",31913.08,"RUB",31443.77,"RUB",30505.15,"RUB",25812.05,"RUB",25342.74,"RUB"]
["RT-A-90/250/3000-DG-U-AU","Конвектор внутрипольный Royal Thermo ATRIUM-90/250/3000-DG-U-AU","НС-1493286","Royal Thermo","шт",50012,"RUB",31007.439999999999,"RUB",50012,"RUB",35008.400000000001,"RUB",34008.160000000003,"RUB",33508.04,"RUB",32507.8,"RUB",27506.6,"RUB",27006.48,"RUB"]
["RT-A-90/250/3000-DG-U-BL","Конвектор внутрипольный Royal Thermo ATRIUM-90/250/3000-DG-U-BL","НС-1493552","Royal Thermo","шт",50012,"RUB",31007.439999999999,"RUB",50012,"RUB",35008.400000000001,"RUB",34008.160000000003,"RUB",33508.04,"RUB",32507.8,"RUB",27506.6,"RUB",27006.48,"RUB"]
["RT-A-90/250/3000-DG-U-DB","Конвектор внутрипольный Royal Thermo ATRIUM-90/250/3000-DG-U-DB","НС-1477915","Royal Thermo","шт",50012,"RUB",31007.439999999999,"RUB",50012,"RUB",35008.400000000001,"RUB",34008.160000000003,"RUB",33508.04,"RUB",32507.8,"RUB",27506.6,"RUB",27006.48,"RUB"]
["RT-A-90/250/3000-DG-U-LB","Конвектор внутрипольный Royal Thermo ATRIUM-90/250/3000-DG-U-LB","НС-1477916","Royal Thermo","шт",50012,"RUB",31007.439999999999,"RUB",50012,"RUB",35008.400000000001,"RUB",34008.160000000003,"RUB",33508.04,"RUB",32507.8,"RUB",27506.6,"RUB",27006.48,"RUB"]
["RT-A-90/250/3000-DG-U-NA","Конвектор внутрипольный Royal Thermo ATRIUM-90/250/3000-DG-U-NA","НС-1477917","Royal Thermo","шт",50012,"RUB",31007.439999999999,"RUB",50012,"RUB",35008.400000000001,"RUB",34008.160000000003,"RUB",33508.04,"RUB",32507.8,"RUB",27506.6,"RUB",27006.48,"RUB"]
["RT-A-90/250/800-DG-U-AU","Конвектор внутрипольный Royal Thermo ATRIUM-90/250/800-DG-U-AU","НС-1493287","Royal Thermo","шт",16379,"RUB",10154.98,"RUB",16379,"RUB",11465.3,"RUB",11137.72,"RUB",10973.93,"RUB",10646.35,"RUB",9008.4500000000007,"RUB",8844.66,"RUB"]
["RT-A-90/250/800-DG-U-BL","Конвектор внутрипольный Royal Thermo ATRIUM-90/250/800-DG-U-BL","НС-1493553","Royal Thermo","шт",16379,"RUB",10154.98,"RUB",16379,"RUB",11465.3,"RUB",11137.72,"RUB",10973.93,"RUB",10646.35,"RUB",9008.4500000000007,"RUB",8844.66,"RUB"]
["RT-A-90/250/800-DG-U-DB","Конвектор внутрипольный Royal Thermo ATRIUM-90/250/800-DG-U-DB","НС-1477918","Royal Thermo","шт",16379,"RUB",10154.98,"RUB",16379,"RUB",11465.3,"RUB",11137.72,"RUB",10973.93,"RUB",10646.35,"RUB",9008.4500000000007,"RUB",8844.66,"RUB"]
["RT-A-90/250/800-DG-U-LB","Конвектор внутрипольный Royal Thermo ATRIUM-90/250/800-DG-U-LB","НС-1477919","Royal Thermo","шт",16379,"RUB",10154.98,"RUB",16379,"RUB",11465.3,"RUB",11137.72,"RUB",10973.93,"RUB",10646.35,"RUB",9008.4500000000007,"RUB",8844.66,"RUB"]
["RT-A-90/250/800-DG-U-NA","Конвектор внутрипольный Royal Thermo ATRIUM-90/250/800-DG-U-NA","НС-1477920","Royal Thermo","шт",16379,"RUB",10154.98,"RUB",16379,"RUB",11465.3,"RUB",11137.72,"RUB",10973.93,"RUB",10646.35,"RUB",9008.4500000000007,"RUB",8844.66,"RUB"]
["RT-A-90/300/1000-DG-U-AU","Конвектор внутрипольный Royal Thermo ATRIUM-90/300/1000-DG-U-AU","НС-1493289","Royal Thermo","шт",20345,"RUB",12613.9,"RUB",20345,"RUB",14241.5,"RUB",13834.6,"RUB",13631.15,"RUB",13224.25,"RUB",11189.75,"RUB",10986.3,"RUB"]
["RT-A-90/300/1000-DG-U-BL","Конвектор внутрипольный Royal Thermo ATRIUM-90/300/1000-DG-U-BL","НС-1493555","Royal Thermo","шт",20345,"RUB",12613.9,"RUB",20345,"RUB",14241.5,"RUB",13834.6,"RUB",13631.15,"RUB",13224.25,"RUB",11189.75,"RUB",10986.3,"RUB"]
["RT-A-90/300/1000-DG-U-DB","Конвектор внутрипольный Royal Thermo ATRIUM-90/300/1000-DG-U-DB","НС-1477924","Royal Thermo","шт",20345,"RUB",12613.9,"RUB",20345,"RUB",14241.5,"RUB",13834.6,"RUB",13631.15,"RUB",13224.25,"RUB",11189.75,"RUB",10986.3,"RUB"]
["RT-A-90/300/1000-DG-U-LB","Конвектор внутрипольный Royal Thermo ATRIUM-90/300/1000-DG-U-LB","НС-1477925","Royal Thermo","шт",20345,"RUB",12613.9,"RUB",20345,"RUB",14241.5,"RUB",13834.6,"RUB",13631.15,"RUB",13224.25,"RUB",11189.75,"RUB",10986.3,"RUB"]
["RT-A-90/300/1000-DG-U-NA","Конвектор внутрипольный Royal Thermo ATRIUM-90/300/1000-DG-U-NA","НС-1430133","Royal Thermo","шт",20350,"RUB",12613.9,"RUB",20350,"RUB",14241.5,"RUB",13834.6,"RUB",13631.15,"RUB",13224.25,"RUB",11189.75,"RUB",10986.3,"RUB"]
["RT-A-90/300/1200-DG-U-AU","Конвектор внутрипольный Royal Thermo ATRIUM-90/300/1200-DG-U-AU","НС-1493290","Royal Thermo","шт",23478,"RUB",14556.36,"RUB",23478,"RUB",16434.599999999999,"RUB",15965.04,"RUB",15730.26,"RUB",15260.7,"RUB",12912.9,"RUB",12678.12,"RUB"]
["RT-A-90/300/1200-DG-U-BL","Конвектор внутрипольный Royal Thermo ATRIUM-90/300/1200-DG-U-BL","НС-1493556","Royal Thermo","шт",23478,"RUB",14556.36,"RUB",23478,"RUB",16434.599999999999,"RUB",15965.04,"RUB",15730.26,"RUB",15260.7,"RUB",12912.9,"RUB",12678.12,"RUB"]
["RT-A-90/300/1200-DG-U-DB","Конвектор внутрипольный Royal Thermo ATRIUM-90/300/1200-DG-U-DB","НС-1477927","Royal Thermo","шт",23478,"RUB",14556.36,"RUB",23478,"RUB",16434.599999999999,"RUB",15965.04,"RUB",15730.26,"RUB",15260.7,"RUB",12912.9,"RUB",12678.12,"RUB"]
["RT-A-90/300/1200-DG-U-LB","Конвектор внутрипольный Royal Thermo ATRIUM-90/300/1200-DG-U-LB","НС-1477928","Royal Thermo","шт",23478,"RUB",14556.36,"RUB",23478,"RUB",16434.599999999999,"RUB",15965.04,"RUB",15730.26,"RUB",15260.7,"RUB",12912.9,"RUB",12678.12,"RUB"]
["RT-A-90/300/1200-DG-U-NA","Конвектор внутрипольный Royal Thermo ATRIUM-90/300/1200-DG-U-NA","НС-1430134","Royal Thermo","шт",23480,"RUB",14556.36,"RUB",23480,"RUB",16434.599999999999,"RUB",15965.04,"RUB",15730.26,"RUB",15260.7,"RUB",12912.9,"RUB",12678.12,"RUB"]
["RT-A-90/300/1400-DG-U-AU","Конвектор внутрипольный Royal Thermo ATRIUM-90/300/1400-DG-U-AU","НС-1493291","Royal Thermo","шт",26658,"RUB",16527.96,"RUB",26658,"RUB",18660.599999999999,"RUB",18127.439999999999,"RUB",17860.86,"RUB",17327.7,"RUB",14661.9,"RUB",14395.32,"RUB"]
["RT-A-90/300/1400-DG-U-BL","Конвектор внутрипольный Royal Thermo ATRIUM-90/300/1400-DG-U-BL","НС-1493557","Royal Thermo","шт",26658,"RUB",16527.96,"RUB",26658,"RUB",18660.599999999999,"RUB",18127.439999999999,"RUB",17860.86,"RUB",17327.7,"RUB",14661.9,"RUB",14395.32,"RUB"]
["RT-A-90/300/1400-DG-U-DB","Конвектор внутрипольный Royal Thermo ATRIUM-90/300/1400-DG-U-DB","НС-1477930","Royal Thermo","шт",26658,"RUB",16527.96,"RUB",26658,"RUB",18660.599999999999,"RUB",18127.439999999999,"RUB",17860.86,"RUB",17327.7,"RUB",14661.9,"RUB",14395.32,"RUB"]
["RT-A-90/300/1400-DG-U-LB","Конвектор внутрипольный Royal Thermo ATRIUM-90/300/1400-DG-U-LB","НС-1477931","Royal Thermo","шт",26658,"RUB",16527.96,"RUB",26658,"RUB",18660.599999999999,"RUB",18127.439999999999,"RUB",17860.86,"RUB",17327.7,"RUB",14661.9,"RUB",14395.32,"RUB"]
["RT-A-90/300/1400-DG-U-NA","Конвектор внутрипольный Royal Thermo ATRIUM-90/300/1400-DG-U-NA","НС-1430135","Royal Thermo","шт",26660,"RUB",16527.96,"RUB",26660,"RUB",18660.599999999999,"RUB",18127.439999999999,"RUB",17860.86,"RUB",17327.7,"RUB",14661.9,"RUB",14395.32,"RUB"]
["RT-A-90/300/1600-DG-U-AU","Конвектор внутрипольный Royal Thermo ATRIUM-90/300/1600-DG-U-AU","НС-1493292","Royal Thermo","шт",30022,"RUB",18613.64,"RUB",30022,"RUB",21015.4,"RUB",20414.96,"RUB",20114.740000000002,"RUB",19514.3,"RUB",16512.099999999999,"RUB",16211.88,"RUB"]
["RT-A-90/300/1600-DG-U-BL","Конвектор внутрипольный Royal Thermo ATRIUM-90/300/1600-DG-U-BL","НС-1493558","Royal Thermo","шт",30022,"RUB",18613.64,"RUB",30022,"RUB",21015.4,"RUB",20414.96,"RUB",20114.740000000002,"RUB",19514.3,"RUB",16512.099999999999,"RUB",16211.88,"RUB"]
["RT-A-90/300/1600-DG-U-DB","Конвектор внутрипольный Royal Thermo ATRIUM-90/300/1600-DG-U-DB","НС-1477933","Royal Thermo","шт",30022,"RUB",18613.64,"RUB",30022,"RUB",21015.4,"RUB",20414.96,"RUB",20114.740000000002,"RUB",19514.3,"RUB",16512.099999999999,"RUB",16211.88,"RUB"]
["RT-A-90/300/1600-DG-U-LB","Конвектор внутрипольный Royal Thermo ATRIUM-90/300/1600-DG-U-LB","НС-1477934","Royal Thermo","шт",30022,"RUB",18613.64,"RUB",30022,"RUB",21015.4,"RUB",20414.96,"RUB",20114.740000000002,"RUB",19514.3,"RUB",16512.099999999999,"RUB",16211.88,"RUB"]
["RT-A-90/300/1600-DG-U-NA","Конвектор внутрипольный Royal Thermo ATRIUM-90/300/1600-DG-U-NA","НС-1430136","Royal Thermo","шт",30030,"RUB",18613.64,"RUB",30030,"RUB",21015.4,"RUB",20414.96,"RUB",20114.740000000002,"RUB",19514.3,"RUB",16512.099999999999,"RUB",16211.88,"RUB"]
["RT-A-90/300/1800-DG-U-AU","Конвектор внутрипольный Royal Thermo ATRIUM-90/300/1800-DG-U-AU","НС-1493293","Royal Thermo","шт",33206,"RUB",20587.72,"RUB",33206,"RUB",23244.2,"RUB",22580.080000000002,"RUB",22248.02,"RUB",21583.9,"RUB",18263.3,"RUB",17931.240000000002,"RUB"]
["RT-A-90/300/1800-DG-U-BL","Конвектор внутрипольный Royal Thermo ATRIUM-90/300/1800-DG-U-BL","НС-1493559","Royal Thermo","шт",33206,"RUB",20587.72,"RUB",33206,"RUB",23244.2,"RUB",22580.080000000002,"RUB",22248.02,"RUB",21583.9,"RUB",18263.3,"RUB",17931.240000000002,"RUB"]
["RT-A-90/300/1800-DG-U-DB","Конвектор внутрипольный Royal Thermo ATRIUM-90/300/1800-DG-U-DB","НС-1477936","Royal Thermo","шт",33206,"RUB",20587.72,"RUB",33206,"RUB",23244.2,"RUB",22580.080000000002,"RUB",22248.02,"RUB",21583.9,"RUB",18263.3,"RUB",17931.240000000002,"RUB"]
["RT-A-90/300/1800-DG-U-LB","Конвектор внутрипольный Royal Thermo ATRIUM-90/300/1800-DG-U-LB","НС-1477937","Royal Thermo","шт",33206,"RUB",20587.72,"RUB",33206,"RUB",23244.2,"RUB",22580.080000000002,"RUB",22248.02,"RUB",21583.9,"RUB",18263.3,"RUB",17931.240000000002,"RUB"]
["RT-A-90/300/1800-DG-U-NA","Конвектор внутрипольный Royal Thermo ATRIUM-90/300/1800-DG-U-NA","НС-1430137","Royal Thermo","шт",33210,"RUB",20587.72,"RUB",33210,"RUB",23244.2,"RUB",22580.080000000002,"RUB",22248.02,"RUB",21583.9,"RUB",18263.3,"RUB",17931.240000000002,"RUB"]
["RT-A-90/300/2000-DG-U-AU","Конвектор внутрипольный Royal Thermo ATRIUM-90/300/2000-DG-U-AU","НС-1493294","Royal Thermo","шт",36420,"RUB",22580.400000000001,"RUB",36420,"RUB",25494,"RUB",24765.599999999999,"RUB",24401.4,"RUB",23673,"RUB",20031,"RUB",19666.8,"RUB"]
["RT-A-90/300/2000-DG-U-BL","Конвектор внутрипольный Royal Thermo ATRIUM-90/300/2000-DG-U-BL","НС-1493560","Royal Thermo","шт",36420,"RUB",22580.400000000001,"RUB",36420,"RUB",25494,"RUB",24765.599999999999,"RUB",24401.4,"RUB",23673,"RUB",20031,"RUB",19666.8,"RUB"]
["RT-A-90/300/2000-DG-U-DB","Конвектор внутрипольный Royal Thermo ATRIUM-90/300/2000-DG-U-DB","НС-1477939","Royal Thermo","шт",36420,"RUB",22580.400000000001,"RUB",36420,"RUB",25494,"RUB",24765.599999999999,"RUB",24401.4,"RUB",23673,"RUB",20031,"RUB",19666.8,"RUB"]
["RT-A-90/300/2000-DG-U-LB","Конвектор внутрипольный Royal Thermo ATRIUM-90/300/2000-DG-U-LB","НС-1492131","Royal Thermo","шт",36420,"RUB",22580.400000000001,"RUB",36420,"RUB",25494,"RUB",24765.599999999999,"RUB",24401.4,"RUB",23673,"RUB",20031,"RUB",19666.8,"RUB"]
["RT-A-90/300/2000-DG-U-NA","Конвектор внутрипольный Royal Thermo ATRIUM-90/300/2000-DG-U-NA","НС-1430138","Royal Thermo","шт",36420,"RUB",22580.400000000001,"RUB",36420,"RUB",25494,"RUB",24765.599999999999,"RUB",24401.4,"RUB",23673,"RUB",20031,"RUB",19666.8,"RUB"]
["RT-A-90/300/2200-DG-U-AU","Конвектор внутрипольный Royal Thermo ATRIUM-90/300/2200-DG-U-AU","НС-1493295","Royal Thermo","шт",39524,"RUB",24504.880000000001,"RUB",39524,"RUB",27666.799999999999,"RUB",26876.32,"RUB",26481.08,"RUB",25690.6,"RUB",21738.2,"RUB",21342.959999999999,"RUB"]
["RT-A-90/300/2200-DG-U-BL","Конвектор внутрипольный Royal Thermo ATRIUM-90/300/2200-DG-U-BL","НС-1493561","Royal Thermo","шт",39524,"RUB",24504.880000000001,"RUB",39524,"RUB",27666.799999999999,"RUB",26876.32,"RUB",26481.08,"RUB",25690.6,"RUB",21738.2,"RUB",21342.959999999999,"RUB"]
["RT-A-90/300/2200-DG-U-DB","Конвектор внутрипольный Royal Thermo ATRIUM-90/300/2200-DG-U-DB","НС-1477941","Royal Thermo","шт",39524,"RUB",24504.880000000001,"RUB",39524,"RUB",27666.799999999999,"RUB",26876.32,"RUB",26481.08,"RUB",25690.6,"RUB",21738.2,"RUB",21342.959999999999,"RUB"]
["RT-A-90/300/2200-DG-U-LB","Конвектор внутрипольный Royal Thermo ATRIUM-90/300/2200-DG-U-LB","НС-1492134","Royal Thermo","шт",39524,"RUB",24504.880000000001,"RUB",39524,"RUB",27666.799999999999,"RUB",26876.32,"RUB",26481.08,"RUB",25690.6,"RUB",21738.2,"RUB",21342.959999999999,"RUB"]
["RT-A-90/300/2200-DG-U-NA","Конвектор внутрипольный Royal Thermo ATRIUM-90/300/2200-DG-U-NA","НС-1477942","Royal Thermo","шт",39530,"RUB",24504.880000000001,"RUB",39530,"RUB",27666.799999999999,"RUB",26876.32,"RUB",26481.08,"RUB",25690.6,"RUB",21738.2,"RUB",21342.959999999999,"RUB"]
["RT-A-90/300/2400-DG-U-AU","Конвектор внутрипольный Royal Thermo ATRIUM-90/300/2400-DG-U-AU","НС-1493296","Royal Thermo","шт",42757,"RUB",26509.34,"RUB",42757,"RUB",29929.9,"RUB",29074.76,"RUB",28647.19,"RUB",27792.05,"RUB",23516.35,"RUB",23088.78,"RUB"]
["RT-A-90/300/2400-DG-U-BL","Конвектор внутрипольный Royal Thermo ATRIUM-90/300/2400-DG-U-BL","НС-1493562","Royal Thermo","шт",42757,"RUB",26509.34,"RUB",42757,"RUB",29929.9,"RUB",29074.76,"RUB",28647.19,"RUB",27792.05,"RUB",23516.35,"RUB",23088.78,"RUB"]
["RT-A-90/300/2400-DG-U-DB","Конвектор внутрипольный Royal Thermo ATRIUM-90/300/2400-DG-U-DB","НС-1477943","Royal Thermo","шт",42757,"RUB",26509.34,"RUB",42757,"RUB",29929.9,"RUB",29074.76,"RUB",28647.19,"RUB",27792.05,"RUB",23516.35,"RUB",23088.78,"RUB"]
["RT-A-90/300/2400-DG-U-LB","Конвектор внутрипольный Royal Thermo ATRIUM-90/300/2400-DG-U-LB","НС-1477944","Royal Thermo","шт",42757,"RUB",26509.34,"RUB",42757,"RUB",29929.9,"RUB",29074.76,"RUB",28647.19,"RUB",27792.05,"RUB",23516.35,"RUB",23088.78,"RUB"]
["RT-A-90/300/2400-DG-U-NA","Конвектор внутрипольный Royal Thermo ATRIUM-90/300/2400-DG-U-NA","НС-1477945","Royal Thermo","шт",42760,"RUB",26509.34,"RUB",42760,"RUB",29929.9,"RUB",29074.76,"RUB",28647.19,"RUB",27792.05,"RUB",23516.35,"RUB",23088.78,"RUB"]
["RT-A-90/300/2600-DG-U-AU","Конвектор внутрипольный Royal Thermo ATRIUM-90/300/2600-DG-U-AU","НС-1493297","Royal Thermo","шт",45857,"RUB",28431.34,"RUB",45857,"RUB",32099.9,"RUB",31182.76,"RUB",30724.19,"RUB",29807.05,"RUB",25221.35,"RUB",24762.78,"RUB"]
["RT-A-90/300/2600-DG-U-BL","Конвектор внутрипольный Royal Thermo ATRIUM-90/300/2600-DG-U-BL","НС-1493563","Royal Thermo","шт",45857,"RUB",28431.34,"RUB",45857,"RUB",32099.9,"RUB",31182.76,"RUB",30724.19,"RUB",29807.05,"RUB",25221.35,"RUB",24762.78,"RUB"]
["RT-A-90/300/2600-DG-U-DB","Конвектор внутрипольный Royal Thermo ATRIUM-90/300/2600-DG-U-DB","НС-1477946","Royal Thermo","шт",45857,"RUB",28431.34,"RUB",45857,"RUB",32099.9,"RUB",31182.76,"RUB",30724.19,"RUB",29807.05,"RUB",25221.35,"RUB",24762.78,"RUB"]
["RT-A-90/300/2600-DG-U-LB","Конвектор внутрипольный Royal Thermo ATRIUM-90/300/2600-DG-U-LB","НС-1477947","Royal Thermo","шт",45857,"RUB",28431.34,"RUB",45857,"RUB",32099.9,"RUB",31182.76,"RUB",30724.19,"RUB",29807.05,"RUB",25221.35,"RUB",24762.78,"RUB"]
["RT-A-90/300/2600-DG-U-NA","Конвектор внутрипольный Royal Thermo ATRIUM-90/300/2600-DG-U-NA","НС-1477948","Royal Thermo","шт",45857,"RUB",28431.34,"RUB",45857,"RUB",32099.9,"RUB",31182.76,"RUB",30724.19,"RUB",29807.05,"RUB",25221.35,"RUB",24762.78,"RUB"]
["RT-A-90/300/2800-DG-U-AU","Конвектор внутрипольный Royal Thermo ATRIUM-90/300/2800-DG-U-AU","НС-1493298","Royal Thermo","шт",49844,"RUB",30903.279999999999,"RUB",49844,"RUB",34890.800000000003,"RUB",33893.919999999998,"RUB",33395.480000000003,"RUB",32398.6,"RUB",27414.2,"RUB",26915.759999999998,"RUB"]
["RT-A-90/300/2800-DG-U-BL","Конвектор внутрипольный Royal Thermo ATRIUM-90/300/2800-DG-U-BL","НС-1493564","Royal Thermo","шт",49844,"RUB",30903.279999999999,"RUB",49844,"RUB",34890.800000000003,"RUB",33893.919999999998,"RUB",33395.480000000003,"RUB",32398.6,"RUB",27414.2,"RUB",26915.759999999998,"RUB"]
["RT-A-90/300/2800-DG-U-DB","Конвектор внутрипольный Royal Thermo ATRIUM-90/300/2800-DG-U-DB","НС-1477949","Royal Thermo","шт",49844,"RUB",30903.279999999999,"RUB",49844,"RUB",34890.800000000003,"RUB",33893.919999999998,"RUB",33395.480000000003,"RUB",32398.6,"RUB",27414.2,"RUB",26915.759999999998,"RUB"]
["RT-A-90/300/2800-DG-U-LB","Конвектор внутрипольный Royal Thermo ATRIUM-90/300/2800-DG-U-LB","НС-1477950","Royal Thermo","шт",49844,"RUB",30903.279999999999,"RUB",49844,"RUB",34890.800000000003,"RUB",33893.919999999998,"RUB",33395.480000000003,"RUB",32398.6,"RUB",27414.2,"RUB",26915.759999999998,"RUB"]
["RT-A-90/300/2800-DG-U-NA","Конвектор внутрипольный Royal Thermo ATRIUM-90/300/2800-DG-U-NA","НС-1477951","Royal Thermo","шт",49844,"RUB",30903.279999999999,"RUB",49844,"RUB",34890.800000000003,"RUB",33893.919999999998,"RUB",33395.480000000003,"RUB",32398.6,"RUB",27414.2,"RUB",26915.759999999998,"RUB"]
["RT-A-90/300/3000-DG-U-AU","Конвектор внутрипольный Royal Thermo ATRIUM-90/300/3000-DG-U-AU","НС-1493299","Royal Thermo","шт",53130,"RUB",32940.6,"RUB",53130,"RUB",37191,"RUB",36128.400000000001,"RUB",35597.1,"RUB",34534.5,"RUB",29221.5,"RUB",28690.2,"RUB"]
["RT-A-90/300/3000-DG-U-BL","Конвектор внутрипольный Royal Thermo ATRIUM-90/300/3000-DG-U-BL","НС-1493565","Royal Thermo","шт",53130,"RUB",32940.6,"RUB",53130,"RUB",37191,"RUB",36128.400000000001,"RUB",35597.1,"RUB",34534.5,"RUB",29221.5,"RUB",28690.2,"RUB"]
["RT-A-90/300/3000-DG-U-DB","Конвектор внутрипольный Royal Thermo ATRIUM-90/300/3000-DG-U-DB","НС-1477952","Royal Thermo","шт",53130,"RUB",32940.6,"RUB",53130,"RUB",37191,"RUB",36128.400000000001,"RUB",35597.1,"RUB",34534.5,"RUB",29221.5,"RUB",28690.2,"RUB"]
["RT-A-90/300/3000-DG-U-LB","Конвектор внутрипольный Royal Thermo ATRIUM-90/300/3000-DG-U-LB","НС-1477953","Royal Thermo","шт",53130,"RUB",32940.6,"RUB",53130,"RUB",37191,"RUB",36128.400000000001,"RUB",35597.1,"RUB",34534.5,"RUB",29221.5,"RUB",28690.2,"RUB"]
["RT-A-90/300/3000-DG-U-NA","Конвектор внутрипольный Royal Thermo ATRIUM-90/300/3000-DG-U-NA","НС-1477954","Royal Thermo","шт",53130,"RUB",32940.6,"RUB",53130,"RUB",37191,"RUB",36128.400000000001,"RUB",35597.1,"RUB",34534.5,"RUB",29221.5,"RUB",28690.2,"RUB"]
["RT-A-90/300/800-DG-U-AU","Конвектор внутрипольный Royal Thermo ATRIUM-90/300/800-DG-U-AU","НС-1493300","Royal Thermo","шт",17271,"RUB",10708.02,"RUB",17271,"RUB",12089.7,"RUB",11744.28,"RUB",11571.57,"RUB",11226.15,"RUB",9499.0499999999993,"RUB",9326.34,"RUB"]
["RT-A-90/300/800-DG-U-BL","Конвектор внутрипольный Royal Thermo ATRIUM-90/300/800-DG-U-BL","НС-1493566","Royal Thermo","шт",17271,"RUB",10708.02,"RUB",17271,"RUB",12089.7,"RUB",11744.28,"RUB",11571.57,"RUB",11226.15,"RUB",9499.0499999999993,"RUB",9326.34,"RUB"]
["RT-A-90/300/800-DG-U-DB","Конвектор внутрипольный Royal Thermo ATRIUM-90/300/800-DG-U-DB","НС-1477955","Royal Thermo","шт",17271,"RUB",10708.02,"RUB",17271,"RUB",12089.7,"RUB",11744.28,"RUB",11571.57,"RUB",11226.15,"RUB",9499.0499999999993,"RUB",9326.34,"RUB"]
["RT-A-90/300/800-DG-U-LB","Конвектор внутрипольный Royal Thermo ATRIUM-90/300/800-DG-U-LB","НС-1477956","Royal Thermo","шт",17271,"RUB",10708.02,"RUB",17271,"RUB",12089.7,"RUB",11744.28,"RUB",11571.57,"RUB",11226.15,"RUB",9499.0499999999993,"RUB",9326.34,"RUB"]
["RT-A-90/300/800-DG-U-NA","Конвектор внутрипольный Royal Thermo ATRIUM-90/300/800-DG-U-NA","НС-1477957","Royal Thermo","шт",17271,"RUB",10708.02,"RUB",17271,"RUB",12089.7,"RUB",11744.28,"RUB",11571.57,"RUB",11226.15,"RUB",9499.0499999999993,"RUB",9326.34,"RUB"]
["RT-A-90/400/1000-DG-U-AU","Конвектор внутрипольный Royal Thermo ATRIUM-90/400/1000-DG-U-AU","НС-1493302","Royal Thermo","шт",27433,"RUB",17008.46,"RUB",27433,"RUB",19203.099999999999,"RUB",18654.439999999999,"RUB",18380.11,"RUB",17831.45,"RUB",15088.15,"RUB",14813.82,"RUB"]
["RT-A-90/400/1000-DG-U-BL","Конвектор внутрипольный Royal Thermo ATRIUM-90/400/1000-DG-U-BL","НС-1493568","Royal Thermo","шт",27433,"RUB",17008.46,"RUB",27433,"RUB",19203.099999999999,"RUB",18654.439999999999,"RUB",18380.11,"RUB",17831.45,"RUB",15088.15,"RUB",14813.82,"RUB"]
["RT-A-90/400/1000-DG-U-DB","Конвектор внутрипольный Royal Thermo ATRIUM-90/400/1000-DG-U-DB","НС-1477961","Royal Thermo","шт",27433,"RUB",17008.46,"RUB",27433,"RUB",19203.099999999999,"RUB",18654.439999999999,"RUB",18380.11,"RUB",17831.45,"RUB",15088.15,"RUB",14813.82,"RUB"]
["RT-A-90/400/1000-DG-U-LB","Конвектор внутрипольный Royal Thermo ATRIUM-90/400/1000-DG-U-LB","НС-1477962","Royal Thermo","шт",27433,"RUB",17008.46,"RUB",27433,"RUB",19203.099999999999,"RUB",18654.439999999999,"RUB",18380.11,"RUB",17831.45,"RUB",15088.15,"RUB",14813.82,"RUB"]
["RT-A-90/400/1000-DG-U-NA","Конвектор внутрипольный Royal Thermo ATRIUM-90/400/1000-DG-U-NA","НС-1477963","Royal Thermo","шт",27433,"RUB",17008.46,"RUB",27433,"RUB",19203.099999999999,"RUB",18654.439999999999,"RUB",18380.11,"RUB",17831.45,"RUB",15088.15,"RUB",14813.82,"RUB"]
["RT-A-90/400/1200-DG-U-AU","Конвектор внутрипольный Royal Thermo ATRIUM-90/400/1200-DG-U-AU","НС-1493303","Royal Thermo","шт",31914,"RUB",19786.68,"RUB",31914,"RUB",22339.8,"RUB",21701.52,"RUB",21382.38,"RUB",20744.099999999999,"RUB",17552.7,"RUB",17233.560000000001,"RUB"]
["RT-A-90/400/1200-DG-U-BL","Конвектор внутрипольный Royal Thermo ATRIUM-90/400/1200-DG-U-BL","НС-1493569","Royal Thermo","шт",31914,"RUB",19786.68,"RUB",31914,"RUB",22339.8,"RUB",21701.52,"RUB",21382.38,"RUB",20744.099999999999,"RUB",17552.7,"RUB",17233.560000000001,"RUB"]
["RT-A-90/400/1200-DG-U-DB","Конвектор внутрипольный Royal Thermo ATRIUM-90/400/1200-DG-U-DB","НС-1477964","Royal Thermo","шт",31914,"RUB",19786.68,"RUB",31914,"RUB",22339.8,"RUB",21701.52,"RUB",21382.38,"RUB",20744.099999999999,"RUB",17552.7,"RUB",17233.560000000001,"RUB"]
["RT-A-90/400/1200-DG-U-LB","Конвектор внутрипольный Royal Thermo ATRIUM-90/400/1200-DG-U-LB","НС-1477965","Royal Thermo","шт",31914,"RUB",19786.68,"RUB",31914,"RUB",22339.8,"RUB",21701.52,"RUB",21382.38,"RUB",20744.099999999999,"RUB",17552.7,"RUB",17233.560000000001,"RUB"]
["RT-A-90/400/1200-DG-U-NA","Конвектор внутрипольный Royal Thermo ATRIUM-90/400/1200-DG-U-NA","НС-1477966","Royal Thermo","шт",31914,"RUB",19786.68,"RUB",31914,"RUB",22339.8,"RUB",21701.52,"RUB",21382.38,"RUB",20744.099999999999,"RUB",17552.7,"RUB",17233.560000000001,"RUB"]
["RT-A-90/400/1400-DG-U-AU","Конвектор внутрипольный Royal Thermo ATRIUM-90/400/1400-DG-U-AU","НС-1493304","Royal Thermo","шт",36478,"RUB",22616.36,"RUB",36478,"RUB",25534.6,"RUB",24805.040000000001,"RUB",24440.26,"RUB",23710.7,"RUB",20062.900000000001,"RUB",19698.12,"RUB"]
["RT-A-90/400/1400-DG-U-BL","Конвектор внутрипольный Royal Thermo ATRIUM-90/400/1400-DG-U-BL","НС-1493570","Royal Thermo","шт",36478,"RUB",22616.36,"RUB",36478,"RUB",25534.6,"RUB",24805.040000000001,"RUB",24440.26,"RUB",23710.7,"RUB",20062.900000000001,"RUB",19698.12,"RUB"]
["RT-A-90/400/1400-DG-U-DB","Конвектор внутрипольный Royal Thermo ATRIUM-90/400/1400-DG-U-DB","НС-1477967","Royal Thermo","шт",36478,"RUB",22616.36,"RUB",36478,"RUB",25534.6,"RUB",24805.040000000001,"RUB",24440.26,"RUB",23710.7,"RUB",20062.900000000001,"RUB",19698.12,"RUB"]
["RT-A-90/400/1400-DG-U-LB","Конвектор внутрипольный Royal Thermo ATRIUM-90/400/1400-DG-U-LB","НС-1477968","Royal Thermo","шт",36478,"RUB",22616.36,"RUB",36478,"RUB",25534.6,"RUB",24805.040000000001,"RUB",24440.26,"RUB",23710.7,"RUB",20062.900000000001,"RUB",19698.12,"RUB"]
["RT-A-90/400/1400-DG-U-NA","Конвектор внутрипольный Royal Thermo ATRIUM-90/400/1400-DG-U-NA","НС-1477969","Royal Thermo","шт",36478,"RUB",22616.36,"RUB",36478,"RUB",25534.6,"RUB",24805.040000000001,"RUB",24440.26,"RUB",23710.7,"RUB",20062.900000000001,"RUB",19698.12,"RUB"]
["RT-A-90/400/1600-DG-U-AU","Конвектор внутрипольный Royal Thermo ATRIUM-90/400/1600-DG-U-AU","НС-1493305","Royal Thermo","шт",41201,"RUB",25544.62,"RUB",41201,"RUB",28840.7,"RUB",28016.68,"RUB",27604.67,"RUB",26780.65,"RUB",22660.55,"RUB",22248.54,"RUB"]
["RT-A-90/400/1600-DG-U-BL","Конвектор внутрипольный Royal Thermo ATRIUM-90/400/1600-DG-U-BL","НС-1493571","Royal Thermo","шт",41201,"RUB",25544.62,"RUB",41201,"RUB",28840.7,"RUB",28016.68,"RUB",27604.67,"RUB",26780.65,"RUB",22660.55,"RUB",22248.54,"RUB"]
["RT-A-90/400/1600-DG-U-DB","Конвектор внутрипольный Royal Thermo ATRIUM-90/400/1600-DG-U-DB","НС-1477970","Royal Thermo","шт",41201,"RUB",25544.62,"RUB",41201,"RUB",28840.7,"RUB",28016.68,"RUB",27604.67,"RUB",26780.65,"RUB",22660.55,"RUB",22248.54,"RUB"]
["RT-A-90/400/1600-DG-U-LB","Конвектор внутрипольный Royal Thermo ATRIUM-90/400/1600-DG-U-LB","НС-1477971","Royal Thermo","шт",41201,"RUB",25544.62,"RUB",41201,"RUB",28840.7,"RUB",28016.68,"RUB",27604.67,"RUB",26780.65,"RUB",22660.55,"RUB",22248.54,"RUB"]
["RT-A-90/400/1600-DG-U-NA","Конвектор внутрипольный Royal Thermo ATRIUM-90/400/1600-DG-U-NA","НС-1477972","Royal Thermo","шт",41201,"RUB",25544.62,"RUB",41201,"RUB",28840.7,"RUB",28016.68,"RUB",27604.67,"RUB",26780.65,"RUB",22660.55,"RUB",22248.54,"RUB"]
["RT-A-90/400/1800-DG-U-AU","Конвектор внутрипольный Royal Thermo ATRIUM-90/400/1800-DG-U-AU","НС-1493306","Royal Thermo","шт",45735,"RUB",28355.7,"RUB",45735,"RUB",32014.5,"RUB",31099.8,"RUB",30642.45,"RUB",29727.75,"RUB",25154.25,"RUB",24696.9,"RUB"]
["RT-A-90/400/1800-DG-U-BL","Конвектор внутрипольный Royal Thermo ATRIUM-90/400/1800-DG-U-BL","НС-1493572","Royal Thermo","шт",45735,"RUB",28355.7,"RUB",45735,"RUB",32014.5,"RUB",31099.8,"RUB",30642.45,"RUB",29727.75,"RUB",25154.25,"RUB",24696.9,"RUB"]
["RT-A-90/400/1800-DG-U-DB","Конвектор внутрипольный Royal Thermo ATRIUM-90/400/1800-DG-U-DB","НС-1477973","Royal Thermo","шт",45735,"RUB",28355.7,"RUB",45735,"RUB",32014.5,"RUB",31099.8,"RUB",30642.45,"RUB",29727.75,"RUB",25154.25,"RUB",24696.9,"RUB"]
["RT-A-90/400/1800-DG-U-LB","Конвектор внутрипольный Royal Thermo ATRIUM-90/400/1800-DG-U-LB","НС-1477974","Royal Thermo","шт",45735,"RUB",28355.7,"RUB",45735,"RUB",32014.5,"RUB",31099.8,"RUB",30642.45,"RUB",29727.75,"RUB",25154.25,"RUB",24696.9,"RUB"]
["RT-A-90/400/1800-DG-U-NA","Конвектор внутрипольный Royal Thermo ATRIUM-90/400/1800-DG-U-NA","НС-1477975","Royal Thermo","шт",45735,"RUB",28355.7,"RUB",45735,"RUB",32014.5,"RUB",31099.8,"RUB",30642.45,"RUB",29727.75,"RUB",25154.25,"RUB",24696.9,"RUB"]
["RT-A-90/400/2000-DG-U-AU","Конвектор внутрипольный Royal Thermo ATRIUM-90/400/2000-DG-U-AU","НС-1493307","Royal Thermo","шт",50333,"RUB",31206.46,"RUB",50333,"RUB",35233.1,"RUB",34226.44,"RUB",33723.11,"RUB",32716.45,"RUB",27683.15,"RUB",27179.82,"RUB"]
["RT-A-90/400/2000-DG-U-BL","Конвектор внутрипольный Royal Thermo ATRIUM-90/400/2000-DG-U-BL","НС-1493573","Royal Thermo","шт",50333,"RUB",31206.46,"RUB",50333,"RUB",35233.1,"RUB",34226.44,"RUB",33723.11,"RUB",32716.45,"RUB",27683.15,"RUB",27179.82,"RUB"]
["RT-A-90/400/2000-DG-U-DB","Конвектор внутрипольный Royal Thermo ATRIUM-90/400/2000-DG-U-DB","НС-1477976","Royal Thermo","шт",50333,"RUB",31206.46,"RUB",50333,"RUB",35233.1,"RUB",34226.44,"RUB",33723.11,"RUB",32716.45,"RUB",27683.15,"RUB",27179.82,"RUB"]
["RT-A-90/400/2000-DG-U-LB","Конвектор внутрипольный Royal Thermo ATRIUM-90/400/2000-DG-U-LB","НС-1477977","Royal Thermo","шт",50333,"RUB",31206.46,"RUB",50333,"RUB",35233.1,"RUB",34226.44,"RUB",33723.11,"RUB",32716.45,"RUB",27683.15,"RUB",27179.82,"RUB"]
["RT-A-90/400/2000-DG-U-NA","Конвектор внутрипольный Royal Thermo ATRIUM-90/400/2000-DG-U-NA","НС-1477995","Royal Thermo","шт",50333,"RUB",31206.46,"RUB",50333,"RUB",35233.1,"RUB",34226.44,"RUB",33723.11,"RUB",32716.45,"RUB",27683.15,"RUB",27179.82,"RUB"]
["RT-A-90/400/2200-DG-U-AU","Конвектор внутрипольный Royal Thermo ATRIUM-90/400/2200-DG-U-AU","НС-1493308","Royal Thermo","шт",54801,"RUB",33976.620000000003,"RUB",54801,"RUB",38360.699999999997,"RUB",37264.68,"RUB",36716.67,"RUB",35620.65,"RUB",30140.55,"RUB",29592.54,"RUB"]
["RT-A-90/400/2200-DG-U-BL","Конвектор внутрипольный Royal Thermo ATRIUM-90/400/2200-DG-U-BL","НС-1493574","Royal Thermo","шт",54801,"RUB",33976.620000000003,"RUB",54801,"RUB",38360.699999999997,"RUB",37264.68,"RUB",36716.67,"RUB",35620.65,"RUB",30140.55,"RUB",29592.54,"RUB"]
["RT-A-90/400/2200-DG-U-DB","Конвектор внутрипольный Royal Thermo ATRIUM-90/400/2200-DG-U-DB","НС-1477978","Royal Thermo","шт",54801,"RUB",33976.620000000003,"RUB",54801,"RUB",38360.699999999997,"RUB",37264.68,"RUB",36716.67,"RUB",35620.65,"RUB",30140.55,"RUB",29592.54,"RUB"]
["RT-A-90/400/2200-DG-U-LB","Конвектор внутрипольный Royal Thermo ATRIUM-90/400/2200-DG-U-LB","НС-1477979","Royal Thermo","шт",54801,"RUB",33976.620000000003,"RUB",54801,"RUB",38360.699999999997,"RUB",37264.68,"RUB",36716.67,"RUB",35620.65,"RUB",30140.55,"RUB",29592.54,"RUB"]
["RT-A-90/400/2200-DG-U-NA","Конвектор внутрипольный Royal Thermo ATRIUM-90/400/2200-DG-U-NA","НС-1477996","Royal Thermo","шт",54801,"RUB",33976.620000000003,"RUB",54801,"RUB",38360.699999999997,"RUB",37264.68,"RUB",36716.67,"RUB",35620.65,"RUB",30140.55,"RUB",29592.54,"RUB"]
["RT-A-90/400/2400-DG-U-AU","Конвектор внутрипольный Royal Thermo ATRIUM-90/400/2400-DG-U-AU","НС-1493309","Royal Thermo","шт",59380,"RUB",36815.599999999999,"RUB",59380,"RUB",41566,"RUB",40378.400000000001,"RUB",39784.6,"RUB",38597,"RUB",32659,"RUB",32065.200000000001,"RUB"]
["RT-A-90/400/2400-DG-U-BL","Конвектор внутрипольный Royal Thermo ATRIUM-90/400/2400-DG-U-BL","НС-1493575","Royal Thermo","шт",59380,"RUB",36815.599999999999,"RUB",59380,"RUB",41566,"RUB",40378.400000000001,"RUB",39784.6,"RUB",38597,"RUB",32659,"RUB",32065.200000000001,"RUB"]
["RT-A-90/400/2400-DG-U-DB","Конвектор внутрипольный Royal Thermo ATRIUM-90/400/2400-DG-U-DB","НС-1477980","Royal Thermo","шт",59380,"RUB",36815.599999999999,"RUB",59380,"RUB",41566,"RUB",40378.400000000001,"RUB",39784.6,"RUB",38597,"RUB",32659,"RUB",32065.200000000001,"RUB"]
["RT-A-90/400/2400-DG-U-LB","Конвектор внутрипольный Royal Thermo ATRIUM-90/400/2400-DG-U-LB","НС-1477981","Royal Thermo","шт",59380,"RUB",36815.599999999999,"RUB",59380,"RUB",41566,"RUB",40378.400000000001,"RUB",39784.6,"RUB",38597,"RUB",32659,"RUB",32065.200000000001,"RUB"]
["RT-A-90/400/2400-DG-U-NA","Конвектор внутрипольный Royal Thermo ATRIUM-90/400/2400-DG-U-NA","НС-1477997","Royal Thermo","шт",59380,"RUB",36815.599999999999,"RUB",59380,"RUB",41566,"RUB",40378.400000000001,"RUB",39784.6,"RUB",38597,"RUB",32659,"RUB",32065.200000000001,"RUB"]
["RT-A-90/400/2600-DG-U-AU","Конвектор внутрипольный Royal Thermo ATRIUM-90/400/2600-DG-U-AU","НС-1493310","Royal Thermo","шт",63829,"RUB",39573.980000000003,"RUB",63829,"RUB",44680.3,"RUB",43403.72,"RUB",42765.43,"RUB",41488.85,"RUB",35105.949999999997,"RUB",34467.660000000003,"RUB"]
["RT-A-90/400/2600-DG-U-BL","Конвектор внутрипольный Royal Thermo ATRIUM-90/400/2600-DG-U-BL","НС-1493576","Royal Thermo","шт",63829,"RUB",39573.980000000003,"RUB",63829,"RUB",44680.3,"RUB",43403.72,"RUB",42765.43,"RUB",41488.85,"RUB",35105.949999999997,"RUB",34467.660000000003,"RUB"]
["RT-A-90/400/2600-DG-U-DB","Конвектор внутрипольный Royal Thermo ATRIUM-90/400/2600-DG-U-DB","НС-1477982","Royal Thermo","шт",63829,"RUB",39573.980000000003,"RUB",63829,"RUB",44680.3,"RUB",43403.72,"RUB",42765.43,"RUB",41488.85,"RUB",35105.949999999997,"RUB",34467.660000000003,"RUB"]
["RT-A-90/400/2600-DG-U-LB","Конвектор внутрипольный Royal Thermo ATRIUM-90/400/2600-DG-U-LB","НС-1477983","Royal Thermo","шт",63829,"RUB",39573.980000000003,"RUB",63829,"RUB",44680.3,"RUB",43403.72,"RUB",42765.43,"RUB",41488.85,"RUB",35105.949999999997,"RUB",34467.660000000003,"RUB"]
["RT-A-90/400/2600-DG-U-NA","Конвектор внутрипольный Royal Thermo ATRIUM-90/400/2600-DG-U-NA","НС-1477998","Royal Thermo","шт",63829,"RUB",39573.980000000003,"RUB",63829,"RUB",44680.3,"RUB",43403.72,"RUB",42765.43,"RUB",41488.85,"RUB",35105.949999999997,"RUB",34467.660000000003,"RUB"]
["RT-A-90/400/2800-DG-U-AU","Конвектор внутрипольный Royal Thermo ATRIUM-90/400/2800-DG-U-AU","НС-1493311","Royal Thermo","шт",70899,"RUB",43957.38,"RUB",70899,"RUB",49629.3,"RUB",48211.32,"RUB",47502.33,"RUB",46084.35,"RUB",38994.449999999997,"RUB",38285.46,"RUB"]
["RT-A-90/400/2800-DG-U-BL","Конвектор внутрипольный Royal Thermo ATRIUM-90/400/2800-DG-U-BL","НС-1493577","Royal Thermo","шт",70899,"RUB",43957.38,"RUB",70899,"RUB",49629.3,"RUB",48211.32,"RUB",47502.33,"RUB",46084.35,"RUB",38994.449999999997,"RUB",38285.46,"RUB"]
["RT-A-90/400/2800-DG-U-DB","Конвектор внутрипольный Royal Thermo ATRIUM-90/400/2800-DG-U-DB","НС-1477984","Royal Thermo","шт",70899,"RUB",43957.38,"RUB",70899,"RUB",49629.3,"RUB",48211.32,"RUB",47502.33,"RUB",46084.35,"RUB",38994.449999999997,"RUB",38285.46,"RUB"]
["RT-A-90/400/2800-DG-U-LB","Конвектор внутрипольный Royal Thermo ATRIUM-90/400/2800-DG-U-LB","НС-1477985","Royal Thermo","шт",70899,"RUB",43957.38,"RUB",70899,"RUB",49629.3,"RUB",48211.32,"RUB",47502.33,"RUB",46084.35,"RUB",38994.449999999997,"RUB",38285.46,"RUB"]
["RT-A-90/400/2800-DG-U-NA","Конвектор внутрипольный Royal Thermo ATRIUM-90/400/2800-DG-U-NA","НС-1477999","Royal Thermo","шт",70899,"RUB",43957.38,"RUB",70899,"RUB",49629.3,"RUB",48211.32,"RUB",47502.33,"RUB",46084.35,"RUB",38994.449999999997,"RUB",38285.46,"RUB"]
["RT-A-90/400/3000-DG-U-AU","Конвектор внутрипольный Royal Thermo ATRIUM-90/400/3000-DG-U-AU","НС-1493312","Royal Thermo","шт",75598,"RUB",46870.76,"RUB",75598,"RUB",52918.6,"RUB",51406.64,"RUB",50650.66,"RUB",49138.7,"RUB",41578.9,"RUB",40822.92,"RUB"]
["RT-A-90/400/3000-DG-U-BL","Конвектор внутрипольный Royal Thermo ATRIUM-90/400/3000-DG-U-BL","НС-1493578","Royal Thermo","шт",75598,"RUB",46870.76,"RUB",75598,"RUB",52918.6,"RUB",51406.64,"RUB",50650.66,"RUB",49138.7,"RUB",41578.9,"RUB",40822.92,"RUB"]
["RT-A-90/400/3000-DG-U-DB","Конвектор внутрипольный Royal Thermo ATRIUM-90/400/3000-DG-U-DB","НС-1477986","Royal Thermo","шт",75598,"RUB",46870.76,"RUB",75598,"RUB",52918.6,"RUB",51406.64,"RUB",50650.66,"RUB",49138.7,"RUB",41578.9,"RUB",40822.92,"RUB"]
["RT-A-90/400/3000-DG-U-LB","Конвектор внутрипольный Royal Thermo ATRIUM-90/400/3000-DG-U-LB","НС-1477987","Royal Thermo","шт",75598,"RUB",46870.76,"RUB",75598,"RUB",52918.6,"RUB",51406.64,"RUB",50650.66,"RUB",49138.7,"RUB",41578.9,"RUB",40822.92,"RUB"]
["RT-A-90/400/3000-DG-U-NA","Конвектор внутрипольный Royal Thermo ATRIUM-90/400/3000-DG-U-NA","НС-1477988","Royal Thermo","шт",75598,"RUB",46870.76,"RUB",75598,"RUB",52918.6,"RUB",51406.64,"RUB",50650.66,"RUB",49138.7,"RUB",41578.9,"RUB",40822.92,"RUB"]
["RT-A-90/400/800-DG-U-AU","Конвектор внутрипольный Royal Thermo ATRIUM-90/400/800-DG-U-AU","НС-1493313","Royal Thermo","шт",23001,"RUB",14260.62,"RUB",23001,"RUB",16100.7,"RUB",15640.68,"RUB",15410.67,"RUB",14950.65,"RUB",12650.55,"RUB",12420.54,"RUB"]
["RT-A-90/400/800-DG-U-BL","Конвектор внутрипольный Royal Thermo ATRIUM-90/400/800-DG-U-BL","НС-1493579","Royal Thermo","шт",23001,"RUB",14260.62,"RUB",23001,"RUB",16100.7,"RUB",15640.68,"RUB",15410.67,"RUB",14950.65,"RUB",12650.55,"RUB",12420.54,"RUB"]
["RT-A-90/400/800-DG-U-DB","Конвектор внутрипольный Royal Thermo ATRIUM-90/400/800-DG-U-DB","НС-1477989","Royal Thermo","шт",23001,"RUB",14260.62,"RUB",23001,"RUB",16100.7,"RUB",15640.68,"RUB",15410.67,"RUB",14950.65,"RUB",12650.55,"RUB",12420.54,"RUB"]
["RT-A-90/400/800-DG-U-LB","Конвектор внутрипольный Royal Thermo ATRIUM-90/400/800-DG-U-LB","НС-1477990","Royal Thermo","шт",23001,"RUB",14260.62,"RUB",23001,"RUB",16100.7,"RUB",15640.68,"RUB",15410.67,"RUB",14950.65,"RUB",12650.55,"RUB",12420.54,"RUB"]
["RT-A-90/400/800-DG-U-NA","Конвектор внутрипольный Royal Thermo ATRIUM-90/400/800-DG-U-NA","НС-1477991","Royal Thermo","шт",23001,"RUB",14260.62,"RUB",23001,"RUB",16100.7,"RUB",15640.68,"RUB",15410.67,"RUB",14950.65,"RUB",12650.55,"RUB",12420.54,"RUB"]